## Operable
This is an early release of the final EIA-860 data for calendar year 2018. The early release is provided for the express purpose of providing immediate access to individual plant and generator data for analysts who use this type of information. The data has not been fully edited and is inappropriate for aggregation, such as to state or national totals. Also, in some cases, data for a certain number of plants and generators has been excluded from this early release pending further data validation. Final, complete, and fully-edited data will be released by EIA later in 2019. Questions or comments regarding this data release should be directed to infoelectric@eia.gov.
2018 Form EIA-860 Data - Schedule 3, 'Wind Technology Data' (Operable Units Only)
Utility ID | Utility Name | Plant Code | Plant Name | State | County | Generator ID | Status | Technology | Prime Mover | Sector Name | Sector | Nameplate Capacity (MW) | Summer Capacity (MW) | Winter Capacity (MW) | Operating Month | Operating Year | Number of Turbines | Predominant Turbine Manufacturer | Predominant Turbine Model Number | Design Wind Speed (mph) | Wind Quality Class | Turbine Hub Height (Feet)
13642 | Nome Joint Utility Systems | 90 | Snake River | AK | Nome | ENT | OA | Onshore Wind Turbine | WT | Electric Utility | 1 | 0.8 | 0.8 | 0.8 | 1 | 2015 | 15 | Entegrity Wind Systems | EW50 | 20 | 2 | 102
13642 | Nome Joint Utility Systems | 90 | Snake River | AK | Nome | EWT 1 | OP | Onshore Wind Turbine | WT | Electric Utility | 1 | 0.9 | 0.9 | 0.9 | 7 | 2013 | 1 | EWT | DW54-900 | 20 | 2 | 164
13642 | Nome Joint Utility Systems | 90 | Snake River | AK | Nome | EWT 2 | OP | Onshore Wind Turbine | WT | Electric Utility | 1 | 0.9 | 0.9 | 0.9 | 7 | 2013 | 1 | EWT | DW54-900 | 20 | 2 | 164
10633 | City of Lamar - (CO) | 508 | Lamar Plant | CO | Prowers | T1-T3 | OP | Onshore Wind Turbine | WT | Electric Utility | 1 | 4.5 | 4 | 4 | 2 | 2004 | 3 | GE | 1.5 XLE | 19 | 2 | 262.4
10633 | City of Lamar - (CO) | 508 | Lamar Plant | CO | Prowers | T4 | OP | Onshore Wind Turbine | WT | Electric Utility | 1 | 1.5 | 1.5 | 1.5 | 2 | 2004 | 1 | GE | 1.5 XLE | 19 | 2 | 262.4
56990 | NJR Clean Energy Ventures Corporation | 692 | Medicine Bow | WY | Carbon | 10 | OP | Onshore Wind Turbine | WT | IPP Non-CHP | 2 | 0.7 | 0.7 | 0.7 | 7 | 2000 | 9 | Vestas | V47-660 | 18.8 | 2 | 164
56990 | NJR Clean Energy Ventures Corporation | 692 | Medicine Bow | WY | Carbon | 11 | OP | Onshore Wind Turbine | WT | IPP Non-CHP | 2 | 0.7 | 0.7 | 0.7 | 7 | 2000 | 1 | Vestas | V47-660 | 18.8 | 2 | 164
56990 | NJR Clean Energy Ventures Corporation | 692 | Medicine Bow | WY | Carbon | 1A | OP | Onshore Wind Turbine | WT | IPP Non-CHP | 2 | 0.6 | 0.6 | 0.6 | 4 | 1998 | 1 | Vestas | V47-660 | 18.8 | 2 | 164
56990 | NJR Clean Energy Ventures Corporation | 692 | Medicine Bow | WY | Carbon | 2A | OP | Onshore Wind Turbine | WT | IPP Non-CHP | 2 | 0.6 | 0.6 | 0.6 | 4 | 1998 | 1 | Vestas | V47-660 | 18.8 | 2 | 164
56990 | NJR Clean Energy Ventures Corporation | 692 | Medicine Bow | WY | Carbon | 5 | OP | Onshore Wind Turbine | WT | IPP Non-CHP | 2 | 0.7 | 0.7 | 0.7 | 10 | 1999 | 1 | Vestas | V47-660 | 18.8 | 2 | 164
56990 | NJR Clean Energy Ventures Corporation | 692 | Medicine Bow | WY | Carbon | 6 | OP | Onshore Wind Turbine | WT | IPP Non-CHP | 2 | 0.7 | 0.7 | 0.7 | 10 | 1999 | 1 | Vestas | V47-660 | 18.8 | 2 | 164
56990 | NJR Clean Energy Ventures Corporation | 692 | Medicine Bow | WY | Carbon | 7 | OP | Onshore Wind Turbine | WT | IPP Non-CHP | 2 | 0.7 | 0.7 | 0.7 | 10 | 1999 | 1 | Vestas | V47-660 | 18.8 | 2 | 164
56990 | NJR Clean Energy Ventures Corporation | 692 | Medicine Bow | WY | Carbon | 8 | OP | Onshore Wind Turbine | WT | IPP Non-CHP | 2 | 0.7 | 0.7 | 0.7 | 10 | 1999 | 1 | Vestas | V47-660 | 18.8 | 2 | 164
56990 | NJR Clean Energy Ventures Corporation | 692 | Medicine Bow | WY | Carbon | 9 | OP | Onshore Wind Turbine | WT | IPP Non-CHP | 2 | 0.7 | 0.7 | 0.7 | 10 | 1999 | 1 | Vestas | V47-660 | 18.8 | 2 | 164
7095 | City of Geneseo - (IL) | 944 | Geneseo | IL | Henry | 10 | OP | Onshore Wind Turbine | WT | Electric Utility | 1 | 1.5 | 1.5 | 1.5 | 9 | 2009 | 1 | VENSYS | VENSYS77 | 18 | 2 | 200
7095 | City of Geneseo - (IL) | 944 | Geneseo | IL | Henry | 11 | OP | Onshore Wind Turbine | WT | Electric Utility | 1 | 1.5 | 1.5 | 1.5 | 10 | 2009 | 1 | VENSYS | VENSYS77 | 18 | 2 | 200
14201 | City of Osage - (IA) | 1172 | Osage (IA) | IA | Mitchell | W1 | OP | Onshore Wind Turbine | WT | Electric Utility | 1 | 1.6 | 0.5 | 0.5 | 12 | 2009 | 1 | GE | 1.5 SLE | 17.8 | 2 | 260
13048 | City of Mountain Lake - (MN) | 1998 | Mountain Lake | MN | Cottonwood | 8 | OP | Onshore Wind Turbine | WT | Electric Utility | 1 | 1.2 | 1.2 | 1.2 | 7 | 2007 | 1 | Suzlon | S64-1250 | 15 | 2 | 246
20737 | Willmar Municipal Utilities | 2022 | Willmar | MN | Kandiyohi | WTG3 | OP | Onshore Wind Turbine | WT | Electric Utility | 1 | 2 | 2 | 2 | 8 | 2009 | 1 | DeWind | D8.2 | 14.7 | 2 | 262.4
20737 | Willmar Municipal Utilities | 2022 | Willmar | MN | Kandiyohi | WTG4 | OP | Onshore Wind Turbine | WT | Electric Utility | 1 | 2 | 2 | 2 | 8 | 2009 | 1 | DeWind | D8.2 | 14.7 | 2 | 262.4
21013 | City of Worthington - (MN) | 2024 | Worthington | MN | Nobles | 10 | OP | Onshore Wind Turbine | WT | Electric Utility | 1 | 0.9 | 0.9 | 0.9 | 7 | 2002 | 1 | NEG-Micon | NM52/900 | 19 | 2 | 240
21013 | City of Worthington - (MN) | 2024 | Worthington | MN | Nobles | 11 | OP | Onshore Wind Turbine | WT | Electric Utility | 1 | 0.9 | 0.9 | 0.9 | 7 | 2002 | 1 | NEG-Micon | NM52/900 | 19 | 2 | 240
21013 | City of Worthington - (MN) | 2024 | Worthington | MN | Nobles | 12 | OP | Onshore Wind Turbine | WT | Electric Utility | 1 | 1 | 1 | 1 | 12 | 2003 | 1 | NEG-Micon | NM54/950 | 19 | 2 | 240
21013 | City of Worthington - (MN) | 2024 | Worthington | MN | Nobles | 13 | OP | Onshore Wind Turbine | WT | Electric Utility | 1 | 1 | 1 | 1 | 12 | 2003 | 1 | NEG-Micon | NM54/950 | 19 | 2 | 240
21013 | City of Worthington - (MN) | 2024 | Worthington | MN | Nobles | 8 | OP | Onshore Wind Turbine | WT | Electric Utility | 1 | 0.9 | 0.9 | 0.9 | 7 | 2002 | 1 | NEG-Micon | NM52/900 | 19 | 2 | 240
21013 | City of Worthington - (MN) | 2024 | Worthington | MN | Nobles | 9 | OP | Onshore Wind Turbine | WT | Electric Utility | 1 | 0.9 | 0.9 | 0.9 | 7 | 2002 | 1 | NEG-Micon | NM52/900 | 19 | 2 | 240
6779 | City of Fremont - (NE) | 2240 | Lon Wright | NE | Dodge | CTNWD | OP | Onshore Wind Turbine | WT | Electric Utility | 1 | 40.9 | 40.9 | 40.9 | 11 | 2017 | 19 | GE | 1.5 S |  |  | 295
10451 | Kotzebue Electric Assn Inc | 6304 | Kotzebue | AK | Northwest Arctic | 10wt | OP | Onshore Wind Turbine | WT | Electric Utility | 1 | 0.1 | 0.1 | 0.1 | 7 | 1999 | 1 | AOC | AOC15/50 | 13 | 2 | 90
10451 | Kotzebue Electric Assn Inc | 6304 | Kotzebue | AK | Northwest Arctic | 11wt | OP | Onshore Wind Turbine | WT | Electric Utility | 1 | 0.1 | 0.1 | 0.1 | 5 | 2005 | 1 | AOC | AOC15/50 | 13 | 2 | 90
10451 | Kotzebue Electric Assn Inc | 6304 | Kotzebue | AK | Northwest Arctic | 12wt | OP | Onshore Wind Turbine | WT | Electric Utility | 1 | 0.1 | 0.1 | 0.1 | 5 | 2005 | 1 | AOC | AOC15/50 | 13 | 2 | 90
10451 | Kotzebue Electric Assn Inc | 6304 | Kotzebue | AK | Northwest Arctic | 13WT | OP | Onshore Wind Turbine | WT | Electric Utility | 1 | 0.1 | 0.1 | 0.1 | 5 | 2006 | 1 | Vestas | V15 | 13 | 2 | 90
10451 | Kotzebue Electric Assn Inc | 6304 | Kotzebue | AK | Northwest Arctic | 14wt | OP | Onshore Wind Turbine | WT | Electric Utility | 1 | 0.1 | 0.1 | 0.1 | 5 | 2002 | 1 | Northern Power | Northwind 100 | 13 | 2 | 90
10451 | Kotzebue Electric Assn Inc | 6304 | Kotzebue | AK | Northwest Arctic | 15WT | OP | Onshore Wind Turbine | WT | Electric Utility | 1 | 0.1 | 0.1 | 0.1 | 5 | 2006 | 1 | AOC | AOC15/50 | 13 | 2 | 90
10451 | Kotzebue Electric Assn Inc | 6304 | Kotzebue | AK | Northwest Arctic | 16WT | OP | Onshore Wind Turbine | WT | Electric Utility | 1 | 0.1 | 0.1 | 0.1 | 5 | 2006 | 1 | AOC | AOC15/50 | 13 | 2 | 90
10451 | Kotzebue Electric Assn Inc | 6304 | Kotzebue | AK | Northwest Arctic | 17WT | OP | Onshore Wind Turbine | WT | Electric Utility | 1 | 0.1 | 0.1 | 0.1 | 5 | 2006 | 1 | AOC | AOC15/50 | 13 | 2 | 90
10451 | Kotzebue Electric Assn Inc | 6304 | Kotzebue | AK | Northwest Arctic | 18WT | OP | Onshore Wind Turbine | WT | Electric Utility | 1 | 0.9 | 0.9 | 0.9 | 5 | 2012 | 1 | EWT | DW54-900 | 13 | 2 | 250
10451 | Kotzebue Electric Assn Inc | 6304 | Kotzebue | AK | Northwest Arctic | 19WT | OP | Onshore Wind Turbine | WT | Electric Utility | 1 | 0.9 | 0.9 | 0.9 | 5 | 2012 | 1 | EWT | DW54-900 | 13 | 2 | 250
10451 | Kotzebue Electric Assn Inc | 6304 | Kotzebue | AK | Northwest Arctic | 1WT | OP | Onshore Wind Turbine | WT | Electric Utility | 1 | 0.6 | 0.6 | 0.6 | 5 | 1999 | 10 | AOC | AOC15/50 | 13 | 2 | 90
10451 | Kotzebue Electric Assn Inc | 6304 | Kotzebue | AK | Northwest Arctic | 2WT | OP | Onshore Wind Turbine | WT | Electric Utility | 1 | 0.1 | 0.1 | 0.1 | 5 | 1999 | 1 | AOC | AOC15/50 | 13 | 2 | 90
10451 | Kotzebue Electric Assn Inc | 6304 | Kotzebue | AK | Northwest Arctic | 3WT | OP | Onshore Wind Turbine | WT | Electric Utility | 1 | 0.2 | 0.2 | 0.2 | 1 | 1997 | 3 | AOC | AOC15/50 | 13 | 2 | 90
10451 | Kotzebue Electric Assn Inc | 6304 | Kotzebue | AK | Northwest Arctic | 4WT | OP | Onshore Wind Turbine | WT | Electric Utility | 1 | 0.5 | 0.5 | 0.5 | 1 | 1999 | 7 | AOC | AOC15/50 | 13 | 2 | 90
10451 | Kotzebue Electric Assn Inc | 6304 | Kotzebue | AK | Northwest Arctic | 5WT | OP | Onshore Wind Turbine | WT | Electric Utility | 1 | 0.1 | 0.1 | 0.1 | 1 | 2002 | 1 | AOC | AOC15/50 | 13 | 2 | 90
10451 | Kotzebue Electric Assn Inc | 6304 | Kotzebue | AK | Northwest Arctic | 6WT | OP | Onshore Wind Turbine | WT | Electric Utility | 1 | 0.1 | 0.1 | 0.1 | 1 | 2005 | 2 | AOC | AOC15/50 | 13 | 2 | 90
10451 | Kotzebue Electric Assn Inc | 6304 | Kotzebue | AK | Northwest Arctic | 7WT | OP | Onshore Wind Turbine | WT | Electric Utility | 1 | 0.1 | 0.1 | 0.1 | 2 | 2006 | 4 | AOC | AOC15/50 | 13 | 2 | 90
10451 | Kotzebue Electric Assn Inc | 6304 | Kotzebue | AK | Northwest Arctic | 8WT | OP | Onshore Wind Turbine | WT | Electric Utility | 1 | 0.1 | 0.1 | 0.1 | 7 | 1999 | 1 | AOC | AOC15/50 | 13 | 2 | 90
10451 | Kotzebue Electric Assn Inc | 6304 | Kotzebue | AK | Northwest Arctic | 9wt | OP | Onshore Wind Turbine | WT | Electric Utility | 1 | 0.1 | 0.1 | 0.1 | 7 | 1999 | 1 | AOC | AOC15/50 | 13 | 2 | 90
7601 | Green Mountain Power Corp | 7381 | Searsburg Wind Turbine | VT | Bennington | 1 | OP | Onshore Wind Turbine | WT | Electric Utility | 1 | 6 | 5.2 | 5 | 6 | 1997 | 11 | Zond | Z-40 | 18 | 1 | 132
15371 | Town of Princeton - (MA) | 7501 | Princeton Wind Farm | MA | Worcester | 2 | OP | Onshore Wind Turbine | WT | Electric Utility | 1 | 3 | 3 | 3 | 1 | 2010 | 2 | Fuhrlander | FL 1500-77 | 16 | 2 | 230
16534 | Sacramento Municipal Util Dist | 7526 | Solano Wind | CA | Solano | 1 | OP | Onshore Wind Turbine | WT | Electric Utility | 1 | 13.2 | 13.1 | 13.2 | 6 | 1994 | 23 | Vestas | V47-660 | 16.8 | 2 | 180
16534 | Sacramento Municipal Util Dist | 7526 | Solano Wind | CA | Solano | 2 | OP | Onshore Wind Turbine | WT | Electric Utility | 1 | 24 | 24 | 24 | 6 | 2006 | 8 | Vestas | V90-3.0 | 16.8 | 2 | 262.4
16534 | Sacramento Municipal Util Dist | 7526 | Solano Wind | CA | Solano | 2B | OP | Onshore Wind Turbine | WT | Electric Utility | 1 | 63 | 63 | 63 | 12 | 2007 | 21 | Vestas | V90-3.0 | 16.8 | 2 | 262.4
16534 | Sacramento Municipal Util Dist | 7526 | Solano Wind | CA | Solano | 3 | OP | Onshore Wind Turbine | WT | Electric Utility | 1 | 128 | 128 | 128 | 4 | 2012 | 55 | Vestas | V90-1.8 | 16.8 | 2 | 262.4
58190 | Bluestem LLC | 7771 | Springview | NE | Keya Paha | 3 | OP | Onshore Wind Turbine | WT | IPP Non-CHP | 2 | 1.5 | 1.5 | 1.5 | 6 | 2011 | 1 | VENSYS | VENSYS77 | 16 | 2 | 201.7
58190 | Bluestem LLC | 7771 | Springview | NE | Keya Paha | 4 | OP | Onshore Wind Turbine | WT | IPP Non-CHP | 2 | 1.5 | 1.5 | 1.5 | 6 | 2011 | 1 | VENSYS | VENSYS77 | 16 | 2 | 201.7
12894 | City of Moorhead - (MN) | 7855 | Moorhead Wind Turbine | MN | Clay | 8 | OP | Onshore Wind Turbine | WT | Electric Utility | 1 | 0.7 | 0.7 | 0.7 | 5 | 1999 | 1 | NEG-Micon | NM48/750 | 19 | 2 | 180
12894 | City of Moorhead - (MN) | 7855 | Moorhead Wind Turbine | MN | Clay | 9 | OP | Onshore Wind Turbine | WT | Electric Utility | 1 | 0.7 | 0.7 | 0.7 | 9 | 2001 | 1 | NEG-Micon | NM48/750 | 19 | 2 | 180
11479 | Madison Gas & Electric Co | 7886 | Wind Turbine | WI | Kewaunee | 1 | OP | Onshore Wind Turbine | WT | Electric Utility | 1 | 11 | 0.8 | 0.8 | 6 | 1999 | 17 | Vestas | V47-660 | 18 | 3 | 213
20847 | Wisconsin Electric Power Co | 7901 | Byron | WI | Fond Du Lac | 1 | OP | Onshore Wind Turbine | WT | Electric Utility | 1 | 0.7 | 0.1 | 0.1 | 6 | 1999 | 1 | Vestas | V47-660 | 19 | 1 | 213.2
20847 | Wisconsin Electric Power Co | 7901 | Byron | WI | Fond Du Lac | 2 | OP | Onshore Wind Turbine | WT | Electric Utility | 1 | 0.7 | 0.1 | 0.1 | 6 | 1999 | 1 | Vestas | V47-660 | 19 | 1 | 213.2
18642 | Tennessee Valley Authority | 7927 | Buffalo Mountain | TN | Anderson | 1 | OP | Onshore Wind Turbine | WT | Electric Utility | 1 | 0.6 | 0.7 | 0.7 | 10 | 2000 | 1 | Vestas | V47-660 | 15.2 | 4 | 213
18642 | Tennessee Valley Authority | 7927 | Buffalo Mountain | TN | Anderson | 2 | OP | Onshore Wind Turbine | WT | Electric Utility | 1 | 0.6 | 0.7 | 0.7 | 10 | 2000 | 1 | Vestas | V47-660 | 15.2 | 4 | 213
18642 | Tennessee Valley Authority | 7927 | Buffalo Mountain | TN | Anderson | 3 | OP | Onshore Wind Turbine | WT | Electric Utility | 1 | 0.6 | 0.7 | 0.7 | 10 | 2000 | 1 | Vestas | V47-660 | 15.2 | 4 | 213
20160 | Energy Northwest | 7936 | Nine Canyon | WA | Benton | 1 | OP | Onshore Wind Turbine | WT | Electric Utility | 1 | 95.9 | 95 | 95 | 9 | 2002 | 63 | Siemens | SWT-1.3-62 | 14 | 4 | 200
11018 | Lincoln Electric System | 7965 | Salt Valley Wind Plant | NE | Lancaster | G1 | OP | Onshore Wind Turbine | WT | Electric Utility | 1 | 0.6 | 0.7 | 0.7 | 12 | 1998 | 1 | Vestas | V47-660 | 17 | 3 | 213
11018 | Lincoln Electric System | 7965 | Salt Valley Wind Plant | NE | Lancaster | G2 | OP | Onshore Wind Turbine | WT | Electric Utility | 1 | 0.6 | 0.7 | 0.7 | 10 | 1999 | 1 | Vestas | V47-660 | 17 | 3 | 213
309 | City of Algona - (IA) | 7966 | Iowa Distributed Wind Generation Project | IA | Kossuth | IDWG | OP | Onshore Wind Turbine | WT | Electric Utility | 1 | 2.3 | 2.3 | 2.3 | 6 | 2000 | 3 | Zond | Z-50 | 15.7 | 2 | 165
1307 | Basin Electric Power Coop | 7974 | Chamberlain Wind Project | SD | Brule | WTC1 | OP | Onshore Wind Turbine | WT | Electric Utility | 1 | 1.3 | 1.3 | 1.3 | 11 | 2001 | 1 | Nordex | N60/1300 | 18.8 | 1 | 196.9
1307 | Basin Electric Power Coop | 7974 | Chamberlain Wind Project | SD | Brule | WTC2 | OP | Onshore Wind Turbine | WT | Electric Utility | 1 | 1.3 | 1.3 | 1.3 | 11 | 2001 | 1 | Nordex | N60/1300 | 18.8 | 1 | 196.9
61279 | HH Management, LLC | 10027 | Windpark Unlimited 1 | CA | Riverside | EXIS | OP | Onshore Wind Turbine | WT | IPP Non-CHP | 2 | 9.4 | 9.4 | 9.4 | 12 | 1985 | 91 | Bonus | B19/120 | 25 | 1 | 80
2719 | CalWind Resources Inc | 10191 | Tehachapi Wind Resource I | CA | Kern | EXIS | OP | Onshore Wind Turbine | WT | IPP Non-CHP | 2 | 8.7 | 8.7 | 8.7 | 12 | 1984 | 134 | Nordtank | NTK 65/13 | 17 | 1 | 80
2770 | Terra-Gen Operating Co-Wind | 10586 | Cameron Ridge LLC | CA | Kern | EXIS | OP | Onshore Wind Turbine | WT | IPP Non-CHP | 2 | 59.6 | 59.6 | 59.6 | 12 | 1984 | 114 | Micon | M700-225/40 | 22.4 | 1 | 180
2770 | Terra-Gen Operating Co-Wind | 10597 | Ridgetop Energy LLC | CA | Kern | WGN1 | OP | Onshore Wind Turbine | WT | IPP Non-CHP | 2 | 29 | 29 | 29 | 1 | 1984 | 239 | Nordtank | NTK 75/15 | 22.4 | 1 | 85
16630 | San Gorgonio Farms Inc | 10718 | Karen Avenue Wind Farm | CA | Riverside | WND | OP | Onshore Wind Turbine | WT | IPP Non-CHP | 2 | 11.7 | 11.7 | 11.7 | 1 | 1985 | 12 | GE | 1.5 S | 21 | 1 | 185
11427 | Massachusetts Wtr Rauth-Deer I | 10823 | Deer Island Treatment Plant | MA | Suffolk | WT101 | OP | Onshore Wind Turbine | WT | Commercial CHP | 5 | 0.6 | 0.6 | 0.6 | 11 | 2009 | 1 | Vestas | PS-600 | 20.4 | 2 | 195
11427 | Massachusetts Wtr Rauth-Deer I | 10823 | Deer Island Treatment Plant | MA | Suffolk | WT102 | OP | Onshore Wind Turbine | WT | Commercial CHP | 5 | 0.6 | 0.6 | 0.6 | 11 | 2009 | 1 | Vestas | PS-600 | 20.4 | 2 | 195
20707 | Wintec Energy Ltd | 50276 | Wintec Energy Ltd | CA | Riverside | EXIS | OP | Onshore Wind Turbine | WT | IPP Non-CHP | 2 | 5.9 | 5.9 | 5.9 | 12 | 1986 | 60 | Renewtech | WT100 | 17.5 | 2 | 80
16630 | San Gorgonio Farms Inc | 50281 | San Gorgonio Farms Wind Farm | CA | Riverside | WGEN | OP | Onshore Wind Turbine | WT | IPP Non-CHP | 2 | 31 | 31 | 31 | 3 | 1983 | 111 | Vestas | V42-600 | 22 | 1 | 131
20791 | Windland Inc | 50386 | Windland | CA | Kern | WING | OP | Onshore Wind Turbine | WT | IPP Non-CHP | 2 | 15.3 | 15.3 | 15.3 | 12 | 1982 | 60 | Vestas | V27-225 | 19 | 1 | 262
2770 | Terra-Gen Operating Co-Wind | 50485 | Altech III | CA | Riverside | GEN1 | OP | Onshore Wind Turbine | WT | IPP Non-CHP | 2 | 21.7 | 21.7 | 21.7 | 12 | 1985 | 201 | Micon | M110 | 12 | 1 | 80
2770 | Terra-Gen Operating Co-Wind | 50485 | Altech III | CA | Riverside | GEN2 | OP | Onshore Wind Turbine | WT | IPP Non-CHP | 2 | 3.4 | 3.4 | 3.4 | 12 | 1984 | 53 | Micon | M66/13 | 12 | 1 | 80
56899 | Wind Stream Operations LLC | 50532 | Victory Garden (Tehachapi) | CA | Kern | 15SLE | OP | Onshore Wind Turbine | WT | IPP Non-CHP | 2 | 1.5 | 1.5 | 1.5 | 5 | 2000 | 1 | GE | 1.5 S | 19.5 | 2 | 210
56899 | Wind Stream Operations LLC | 50532 | Victory Garden (Tehachapi) | CA | Kern | WGNS | OP | Onshore Wind Turbine | WT | IPP Non-CHP | 2 | 17.3 | 17.3 | 17.3 | 12 | 1981 | 241 | Vestas | V15 | 16.5 | 1 | 80
61279 | HH Management, LLC | 50533 | Painted Hills Wind Park | CA | Riverside | WGNS | OP | Onshore Wind Turbine | WT | IPP Non-CHP | 2 | 19 | 19 | 19 | 11 | 1985 | 228 | Vestas | V17-75 | 22 | 1 | 80
11556 | Brookfield Energy Marketing LP | 50535 | Mesa Wind Power Corp | CA | Riverside | WGNS | OP | Onshore Wind Turbine | WT | IPP Non-CHP | 2 | 29.9 | 29.9 | 29.9 | 11 | 1984 | 460 | Vestas | V15 | 15.7 | 1 | 80
17288 | Sky River LLC | 50536 | Sky River LLC | CA | Kern | WGNS | OP | Onshore Wind Turbine | WT | IPP Non-CHP | 2 | 76.9 | 76.9 | 76.9 | 2 | 1991 | 313 | Vestas | V27-225 | 23 | 1 | 185
61728 | GlidePath Power Operations LLC | 50552 | GPS Cabazon Wind LLC | CA | Riverside | WGNS | OP | Onshore Wind Turbine | WT | IPP Non-CHP | 2 | 38.9 | 38.9 | 38.9 | 1 | 1999 | 52 | Zond | Z-48 | 20 | 2 | 213
61208 | Red Marlin Wind Ventures, LLC | 50553 | Edom Hills Project 1 LLC | CA | Riverside | 1 | OP | Onshore Wind Turbine | WT | IPP Non-CHP | 2 | 20 | 20 | 20 | 9 | 2008 | 8 | Clipper | Liberty C93 | 19 | 2 | 262.4
2770 | Terra-Gen Operating Co-Wind | 50690 | San Gorgonio Westwinds II LLC | CA | Riverside | GEN1 | OP | Onshore Wind Turbine | WT | IPP Non-CHP | 2 | 43.4 | 43.4 | 43.4 | 6 | 1999 | 62 | Micon | M700-225/40 | 22.4 | 1 | 180
13938 | Oak Creek Energy System Inc II | 50754 | Oak Creek Energy Systems I | CA | Kern | GEN1 | OP | Onshore Wind Turbine | WT | IPP Non-CHP | 2 | 3.5 | 3.5 | 3.5 | 6 | 1982 | 37 | Nordtank | NTK 75/15 | 22.4 | 1 | 85
13938 | Oak Creek Energy System Inc II | 50754 | Oak Creek Energy Systems I | CA | Kern | GEN2 | OP | Onshore Wind Turbine | WT | IPP Non-CHP | 2 | 4.2 | 4.2 | 4.2 | 12 | 1993 | 7 | Micon | M750-400/100 | 22.4 | 1 | 180
13938 | Oak Creek Energy System Inc II | 50754 | Oak Creek Energy Systems I | CA | Kern | GEN3 | OP | Onshore Wind Turbine | WT | IPP Non-CHP | 2 | 23.1 | 23.1 | 23.1 | 6 | 1999 | 33 | Micon | M750-400/100 | 22.4 | 1 | 180
13938 | Oak Creek Energy System Inc II | 50754 | Oak Creek Energy Systems I | CA | Kern | GEN4 | OP | Onshore Wind Turbine | WT | IPP Non-CHP | 2 | 3.7 | 3.7 | 3.7 | 6 | 1999 | 4 | Micon | M750-400/100 | 22.4 | 1 | 180
2770 | Terra-Gen Operating Co-Wind | 50820 | East Winds Project | CA | Riverside | GEN1 | OP | Onshore Wind Turbine | WT | IPP Non-CHP | 2 | 3 | 3 | 3 | 1 | 1985 | 5 | Micon | M1500-600/150 | 15 | 1 | 151
2770 | Terra-Gen Operating Co-Wind | 50821 | Mojave 16 | CA | Kern | GEN1 | OP | Onshore Wind Turbine | WT | IPP Non-CHP | 2 | 48 | 48 | 48 | 12 | 1989 | 118 | Mitsubishi | MWT-250 | 22.4 | 1 | 100
2770 | Terra-Gen Operating Co-Wind | 50823 | Mojave 18 | CA | Kern | GEN1 | OP | Onshore Wind Turbine | WT | IPP Non-CHP | 2 | 40.5 | 40.5 | 40.5 | 12 | 1989 | 120 | Mitsubishi | MWT-250 | 22.4 | 1 | 100
2770 | Terra-Gen Operating Co-Wind | 52142 | Mojave 4 | CA | Kern | GEN1 | OP | Onshore Wind Turbine | WT | IPP Non-CHP | 2 | 29 | 24.3 | 24.3 | 12 | 1990 | 116 | Mitsubishi | MWT-250 | 14 | 2 | 100
2770 | Terra-Gen Operating Co-Wind | 52143 | Mojave 3 | CA | Kern | GEN1 | OP | Onshore Wind Turbine | WT | IPP Non-CHP | 2 | 23.5 | 22.7 | 22.7 | 12 | 1990 | 94 | Mitsubishi | MWT-250 | 14 | 2 | 100
2770 | Terra-Gen Operating Co-Wind | 52144 | Mojave 5 | CA | Kern | GEN1 | OP | Onshore Wind Turbine | WT | IPP Non-CHP | 2 | 22.5 | 20 | 20 | 12 | 1990 | 90 | Mitsubishi | MWT-250 | 14 | 1 | 100
2770 | Terra-Gen Operating Co-Wind | 52160 | Victory Garden Phase IV LLC | CA | Kern | WGNS | OP | Onshore Wind Turbine | WT | IPP Non-CHP | 2 | 22 | 22 | 22 | 5 | 1990 | 96 | Vestas | V27-225 | 22.4 | 1 | 140
2770 | Terra-Gen Operating Co-Wind | 52161 | Terra-Gen 251 Wind LLC | CA | Kern | WGNS | OP | Onshore Wind Turbine | WT | IPP Non-CHP | 2 | 18.4 | 18.4 | 18.4 | 1 | 1987 | 196 | Vestas | V17-90 | 22.4 | 1 | 80
62092 | Tehachapi Wind Wall, LLC | 52162 | 85 A | CA | Kern | WGNS | OP | Onshore Wind Turbine | WT | IPP Non-CHP | 2 | 14.1 | 14.1 | 14.1 | 1 | 1985 | 157 | Vestas | V17-75 | 26.8 | 1 | 80
62092 | Tehachapi Wind Wall, LLC | 52163 | 85 B | CA | Kern | WTGN | OP | Onshore Wind Turbine | WT | IPP Non-CHP | 2 | 21.2 | 21.2 | 21.2 | 1 | 1985 | 235 | Vestas | V17-75 | 26.8 | 1 | 80
61444 | Terra-Gen 251 Wind, LLC | 52165 | Helzel & Schwarzhoff 88 Wind Farm | CA | Kern | WGNS | OP | Onshore Wind Turbine | WT | IPP Non-CHP | 2 | 1.8 | 1.8 | 1.8 | 12 | 1986 | 20 | Vestas | V17-75 | 26.8 | 1 | 80
11556 | Brookfield Energy Marketing LP | 54298 | Coram Energy LLC (ECT) | CA | Kern | GEWE | OP | Onshore Wind Turbine | WT | IPP Non-CHP | 2 | 7.5 | 7.5 | 7.5 | 5 | 2005 | 5 | GE | 1.5-77 | 19.2 | 1 | 213.2
11556 | Brookfield Energy Marketing LP | 54299 | Coram Energy LLC | CA | Kern | GEWE | OP | Onshore Wind Turbine | WT | IPP Non-CHP | 2 | 3 | 3 | 3 | 1 | 2005 | 2 | GE | 1.5-77 | 19.2 | 1 | 213.2
11556 | Brookfield Energy Marketing LP | 54300 | CTV Power Purchase Contract Trust | CA | Kern | GEWE | OP | Onshore Wind Turbine | WT | IPP Non-CHP | 2 | 4.5 | 4.5 | 4.5 | 1 | 2004 | 3 | GE | 1.5-77 | 19.2 | 1 | 213.2
11556 | Brookfield Energy Marketing LP | 54300 | CTV Power Purchase Contract Trust | CA | Kern | SX1S | OS | Onshore Wind Turbine | WT | IPP Non-CHP | 2 | 0.1 | 0.1 | 0.1 | 12 | 1985 | 3 | GE | 1.5-77 | 19.2 | 1 | 213
57170 | EDF Renewable Asset Holdings, Inc. | 54453 | EDF Renewable Windfarm V Inc | CA | Solano | GEN2 | OP | Onshore Wind Turbine | WT | IPP Non-CHP | 2 | 15.5 | 15.5 | 15.5 | 1 | 1990 | 71 | GE | 1.5 SLE | 19 | 2 | 262.5
49963 | FPL Energy Operating Services, Inc. | 54454 | San Gorgonio Windplant WPP1993 | CA | Riverside | GEN11 | OP | Onshore Wind Turbine | WT | IPP Non-CHP | 2 | 49.5 | 49.5 | 49.5 | 12 | 2011 | 33 | GE | 1.5 SLE | 19 | 2 | 213.3
2770 | Terra-Gen Operating Co-Wind | 54647 | TPC Windfarms LLC | CA | Kern | EXIS | OP | Onshore Wind Turbine | WT | IPP Non-CHP | 2 | 28.7 | 28.7 | 28.7 | 12 | 1986 | 100 | Danwin | Danwin 23/160 | 21 | 2 | 80
11664 | Mark Technologies Corp | 54650 | Swanmill Windfarm I | CA | Riverside | EXI2 | OP | Onshore Wind Turbine | WT | IPP Non-CHP | 2 | 9.1 | 9.1 | 9.1 | 12 | 1989 | 57 | Danwin | Danwin 23/160 | 22 | 1 | 75.4
11664 | Mark Technologies Corp | 54650 | Swanmill Windfarm I | CA | Riverside | EXIS | OP | Onshore Wind Turbine | WT | IPP Non-CHP | 2 | 9.6 | 9.6 | 9.6 | 12 | 1988 | 60 | Danwin | Danwin 23/160 | 22 | 1 | 75.4
2770 | Terra-Gen Operating Co-Wind | 54681 | Difwind Farms Ltd I | CA | Riverside | EXIS | OP | Onshore Wind Turbine | WT | IPP Non-CHP | 2 | 7.3 | 7.3 | 7.3 | 1 | 1986 | 68 | Micon | M100 | 15 | 2 | 75.4
2770 | Terra-Gen Operating Co-Wind | 54682 | Difwind Farms Ltd II | CA | Riverside | EXIS | OP | Onshore Wind Turbine | WT | IPP Non-CHP | 2 | 5.5 | 5.4 | 5.4 | 1 | 1986 | 64 | Micon | M66/13 | 15 | 2 | 75.4
2770 | Terra-Gen Operating Co-Wind | 54685 | Difwind Farms Ltd V | CA | Riverside | EXIS | OP | Onshore Wind Turbine | WT | IPP Non-CHP | 2 | 11.7 | 11.6 | 11.6 | 1 | 1987 | 109 | Micon | M100 | 15 | 2 | 75.4
2770 | Terra-Gen Operating Co-Wind | 54686 | Difwind Farms Ltd VI | CA | Kern | EXIS | OP | Onshore Wind Turbine | WT | IPP Non-CHP | 2 | 27.1 | 25.3 | 25.3 | 1 | 1987 | 251 | Micon | 108 | 22 | 1 | 131.2
55928 | Coram Tehachapi LP | 54750 | Coram Tehachapi | CA | Kern | VW1 | OP | Onshore Wind Turbine | WT | IPP Non-CHP | 2 | 6.5 | 6.5 | 6.5 | 9 | 1992 | 29 | Vestas | V27-225 | 17.6 | 1 | 140
59496 | Allete Clean Energy | 54793 | Storm Lake 1 | IA | Buena Vista | 2 | OP | Onshore Wind Turbine | WT | IPP Non-CHP | 2 | 0.7 | 0.7 | 0.7 | 6 | 1999 | 1 | Zond | Z-50 | 17 | 3 | 213
59496 | Allete Clean Energy | 54793 | Storm Lake 1 | IA | Buena Vista | 3 | OP | Onshore Wind Turbine | WT | IPP Non-CHP | 2 | 0.7 | 0.7 | 0.7 | 6 | 1999 | 1 | Zond | Z-50 | 17 | 3 | 213
59496 | Allete Clean Energy | 54793 | Storm Lake 1 | IA | Buena Vista | EXIS | OP | Onshore Wind Turbine | WT | IPP Non-CHP | 2 | 112.5 | 108 | 108 | 5 | 1999 | 144 | Zond | Z-50 | 17 | 3 | 213
2719 | CalWind Resources Inc | 54909 | Tehachapi Wind Resource II | CA | Kern | EXI2 | OP | Onshore Wind Turbine | WT | IPP Non-CHP | 2 | 8.3 | 8.3 | 8.3 | 12 | 2002 | 13 | Vestas | V47-660 | 19 | 1 | 164
2719 | CalWind Resources Inc | 54909 | Tehachapi Wind Resource II | CA | Kern | EXIS | OP | Onshore Wind Turbine | WT | IPP Non-CHP | 2 | 13.6 | 13.6 | 13.6 | 1 | 1997 | 175 | Bonus | B65/13 | 19 | 1 | 80
2770 | Terra-Gen Operating Co-Wind | 54931 | Ridgetop | CA | Kern | WGN1 | OP | Onshore Wind Turbine | WT | IPP Non-CHP | 2 | 46.8 | 46.9 | 46.9 | 4 | 1994 | 71 | Vestas | V47-660 | 22.4 | 1 | 180
2770 | Terra-Gen Operating Co-Wind | 54979 | Big Spring Wind Power Facility | TX | Howard | WIND | OP | Onshore Wind Turbine | WT | IPP Non-CHP | 2 | 34.3 | 34.3 | 34.3 | 12 | 1998 | 46 | Vestas | V47-660 | 22.4 | 1 | 180
6017 | ESI Vansycle Partners LP | 55125 | Vansycle | OR | Umatilla | WGNS | OP | Onshore Wind Turbine | WT | IPP Non-CHP | 2 | 25 | 25 | 25 | 8 | 1998 | 38 | Vestas | V47-660 | 22.4 | 1 | 164
15222 | Ponnequin Acquisitions, LLC | 55203 | Ponnequin Phase 1 | CO | Weld | EXIS | OS | Onshore Wind Turbine | WT | IPP Non-CHP | 2 | 5.2 | 5.2 | 5.2 | 3 | 1998 | 7 | Micon | M750-400/100 | 16.5 | 2 | 160
59496 | Allete Clean Energy | 55208 | Lake Benton I | MN | Lincoln | EXIS | OP | Onshore Wind Turbine | WT | IPP Non-CHP | 2 | 107.2 | 104.5 | 104.5 | 2 | 1998 | 139 | Zond | Z-48 | 16 | 1 | 175
26867 | Lake Benton Power Part II LLC | 55265 | Lake Benton II | MN | Pipestone | EXIS | OP | Onshore Wind Turbine | WT | IPP Non-CHP | 2 | 103.5 | 103.5 | 103.5 | 6 | 1999 | 137 | Zond | Z-50 | 18.4 | 2 | 168
59496 | Allete Clean Energy | 55287 | Storm Lake II | IA | Buena Vista | EXIS | OP | Onshore Wind Turbine | WT | IPP Non-CHP | 2 | 80.2 | 76.5 | 76.5 | 4 | 1999 | 107 | Zond | Z-50 | 16.5 | 1 | 217
56769 | Consolidated Edison Development Inc. | 55342 | Woodstock Windfarm | MN | Pipestone | WIND | OP | Onshore Wind Turbine | WT | IPP Non-CHP | 2 | 10.2 | 10.2 | 10.2 | 5 | 1999 | 17 | Vestas | V44-600 | 17 | 2 | 196
59182 | Energy Operations Group LLC (MN) | 55353 | Lakota Ridge LLC | MN | Lincoln | NMO1 | OP | Onshore Wind Turbine | WT | IPP Non-CHP | 2 | 11.2 | 11.2 | 11.2 | 4 | 1999 | 15 | Micon | M750-400/100 | 15.6 | 1 | 164
59182 | Energy Operations Group LLC (MN) | 55354 | Shaokatan Hills LLC | MN | Lincoln | 6150 | OP | Onshore Wind Turbine | WT | IPP Non-CHP | 2 | 11.8 | 11.8 | 11.8 | 8 | 1999 | 18 | Vestas | V47-660 | 15.6 | 2 | 213
20424 | West Texas Wind Energy Partners LLC | 55367 | West Texas Wind Energy LLC | TX | Upton | 01 | OP | Onshore Wind Turbine | WT | IPP Non-CHP | 2 | 75 | 75 | 75 | 6 | 1999 | 106 | NEG-Micon | NM48/750 | 19 | 2 | 118
34688 | CHI Energy Inc | 55368 | Wethersfield Wind Farm | NY | Wyoming | V47 | SB | Onshore Wind Turbine | WT | IPP Non-CHP | 2 | 6.6 | 6.6 | 6.6 | 8 | 2000 | 10 | Vestas | V47-660 | 24 | 2 | 180
49750 | FPL Energy Green Power | 55396 | Green Power I | CA | Riverside | WGNS | OP | Onshore Wind Turbine | WT | IPP Non-CHP | 2 | 16.5 | 16.5 | 16.5 | 7 | 1975 | 22 | Zond | Z-50 | 19 | 2 | 295
6607 | FPL Energy Vansycle LLC | 55560 | FPL Energy Vansycle LLC (WA) | WA | Walla Walla | V-47 | OP | Onshore Wind Turbine | WT | IPP Non-CHP | 2 | 176.9 | 176.9 | 176.9 | 12 | 2001 | 268 | Vestas | V47-660 | 22.4 | 1 | 164
54725 | CHI Operations Inc | 55561 | Tsar Nicholas LLC | MN | Lincoln | TN30 | OP | Onshore Wind Turbine | WT | IPP Non-CHP | 2 | 1.9 | 1.9 | 1.9 | 2 | 2001 | 3 | Vestas | V47-660 | 24 | 1 | 213
54725 | CHI Operations Inc | 55562 | Sun River LLC | MN | Lincoln | SU30 | OP | Onshore Wind Turbine | WT | IPP Non-CHP | 2 | 1.9 | 1.9 | 1.9 | 2 | 2001 | 3 | Vestas | V47-660 | 24 | 1 | 213
54725 | CHI Operations Inc | 55563 | Julia Hills LLC | MN | Lincoln | JH30 | OP | Onshore Wind Turbine | WT | IPP Non-CHP | 2 | 1.9 | 1.9 | 1.9 | 2 | 2001 | 3 | Vestas | V47-660 | 24 | 1 | 213
54725 | CHI Operations Inc | 55564 | Jessica Mills LLC | MN | Lincoln | JM30 | OP | Onshore Wind Turbine | WT | IPP Non-CHP | 2 | 1.9 | 1.9 | 1.9 | 2 | 2001 | 3 | Vestas | V47-660 | 24 | 1 | 213
54725 | CHI Operations Inc | 55565 | Jack River LLC | MN | Lincoln | JR30 | OP | Onshore Wind Turbine | WT | IPP Non-CHP | 2 | 1.9 | 1.9 | 1.9 | 2 | 2001 | 3 | Vestas | V47-660 | 24 | 1 | 213
54725 | CHI Operations Inc | 55566 | Autumn Hills LLC | MN | Lincoln | AH30 | OP | Onshore Wind Turbine | WT | IPP Non-CHP | 2 | 1.9 | 1.9 | 1.9 | 2 | 2001 | 3 | Vestas | V47-660 | 24 | 1 | 213
54725 | CHI Operations Inc | 55567 | Winters Spawn LLC | MN | Lincoln | WS30 | OP | Onshore Wind Turbine | WT | IPP Non-CHP | 2 | 1.9 | 1.9 | 1.9 | 1 | 2001 | 3 | Vestas | V47-660 | 24 | 1 | 213
54725 | CHI Operations Inc | 55568 | Twin Lake Hills LLC | MN | Lincoln | TL30 | OP | Onshore Wind Turbine | WT | IPP Non-CHP | 2 | 1.9 | 1.9 | 1.9 | 12 | 2000 | 3 | Vestas | V47-660 | 24 | 1 | 213
54725 | CHI Operations Inc | 55569 | Spartan Hills LLC | MN | Lincoln | SH30 | OP | Onshore Wind Turbine | WT | IPP Non-CHP | 2 | 1.9 | 1.9 | 1.9 | 1 | 2001 | 3 | Vestas | V47-660 | 24 | 1 | 213
54725 | CHI Operations Inc | 55570 | Soliloquoy Ridge LLC | MN | Lincoln | SR30 | OP | Onshore Wind Turbine | WT | IPP Non-CHP | 2 | 1.9 | 1.9 | 1.9 | 1 | 2001 | 3 | Vestas | V47-660 | 24 | 1 | 213
54725 | CHI Operations Inc | 55571 | Ruthton Ridge LLC | MN | Lincoln | RR30 | OP | Onshore Wind Turbine | WT | IPP Non-CHP | 2 | 1.9 | 1.9 | 1.9 | 1 | 2001 | 3 | Vestas | V47-660 | 24 | 1 | 213
54725 | CHI Operations Inc | 55572 | Hope Creek LLC | MN | Lincoln | HC30 | OP | Onshore Wind Turbine | WT | IPP Non-CHP | 2 | 1.9 | 1.9 | 1.9 | 1 | 2001 | 3 | Vestas | V47-660 | 24 | 1 | 213
54725 | CHI Operations Inc | 55573 | Hadley Ridge LLC | MN | Lincoln | HR30 | OP | Onshore Wind Turbine | WT | IPP Non-CHP | 2 | 1.9 | 1.9 | 1.9 | 12 | 2000 | 3 | Vestas | V47-660 | 24 | 1 | 213
54725 | CHI Operations Inc | 55574 | Florence Hills LLC | MN | Lincoln | FH30 | OP | Onshore Wind Turbine | WT | IPP Non-CHP | 2 | 1.9 | 1.9 | 1.9 | 1 | 2001 | 3 | Vestas | V47-660 | 24 | 1 | 213
54725 | CHI Operations Inc | 55576 | Agassiz Beach LLC | MN | Clay | AB30 | OP | Onshore Wind Turbine | WT | IPP Non-CHP | 2 | 1.9 | 1.9 | 1.9 | 2 | 2001 | 3 | Vestas | V47-660 | 24 | 1 | 213
62136 | Llano Estacado Wind Ranch | 55579 | Llano Estacado Wind Ranch | TX | Carson | EXIS | OP | Onshore Wind Turbine | WT | IPP Non-CHP | 2 | 80 | 80 | 80 | 12 | 2001 | 80 | Mitsubishi | MWT-1000 | 21.3 | 1 | 213.2
6354 | FPL Energy Upton Wind LP | 55581 | King Mountain Wind Ranch 1 | TX | Upton | EXIS | OP | Onshore Wind Turbine | WT | IPP Non-CHP | 2 | 278 | 278 | 278 | 6 | 2001 | 214 | Siemens | SWT-1.3-62 | 19 | 2 | 203.4
14354 | PacifiCorp | 55607 | Foote Creek I | WY | Carbon | GEN1 | OP | Onshore Wind Turbine | WT | Electric Utility | 1 | 41.4 | 41.4 | 41.4 | 4 | 1999 | 69 | Mitsubishi | MWT-450 | 17 | 1 | 131
2770 | Terra-Gen Operating Co-Wind | 55608 | Foote Creek II | WY | Albany | GEN1 | OP | Onshore Wind Turbine | WT | IPP Non-CHP | 2 | 1.8 | 1.8 | 1.8 | 6 | 1999 | 3 | Mitsubishi | MWT-600 (45m) | 22.4 | 1 | 120
2770 | Terra-Gen Operating Co-Wind | 55609 | Foote Creek III | WY | Albany | GEN1 | OP | Onshore Wind Turbine | WT | IPP Non-CHP | 2 | 24.8 | 24.8 | 24.8 | 6 | 1999 | 33 | Micon | M750-400/100 | 22.4 | 1 | 180
2770 | Terra-Gen Operating Co-Wind | 55610 | Foote Creek IV | WY | Carbon | GEN1 | OP | Onshore Wind Turbine | WT | IPP Non-CHP | 2 | 16.8 | 16.8 | 16.8 | 8 | 2000 | 28 | Mitsubishi | MWT-600 (45m) | 22.4 | 1 | 164
19740 | AES Wind Generation Inc | 55719 | Mountain View I&2 | CA | Riverside | GEN2 | OP | Onshore Wind Turbine | WT | IPP Non-CHP | 2 | 22.2 | 22.2 | 22.2 | 7 | 2001 | 37 | Mitsubishi | MWT-600 (45m) | 26.8 | 1 | 196.8
19740 | AES Wind Generation Inc | 55719 | Mountain View I&2 | CA | Riverside | GENI | OP | Onshore Wind Turbine | WT | IPP Non-CHP | 2 | 44.4 | 44.4 | 44.4 | 6 | 2001 | 74 | Mitsubishi | MWT-600 (45m) | 26.8 | 1 | 196.8
7531 | Gray County Wind Energy LLC | 55734 | Gray County Wind Energy | KS | Gray | V47 | OP | Onshore Wind Turbine | WT | IPP Non-CHP | 2 | 112 | 112 | 112 | 11 | 2001 | 170 | Vestas | V47-660 | 22.4 | 1 | 213.3
59496 | Allete Clean Energy | 55739 | Condon Windpower LLC | OR | Gilliam | GEN1 | OP | Onshore Wind Turbine | WT | IPP Non-CHP | 2 | 24.6 | 24.6 | 24.6 | 12 | 2001 | 41 | Mitsubishi | MWT-600 (47m) | 17 | 1 | 196.8
59496 | Allete Clean Energy | 55739 | Condon Windpower LLC | OR | Gilliam | GEN2 | OP | Onshore Wind Turbine | WT | IPP Non-CHP | 2 | 25.2 | 25.2 | 25.2 | 5 | 2002 | 42 | Mitsubishi | MWT-600 (47m) | 17 | 1 | 196.8
17058 | Shell Wind Energy Inc. | 55740 | Rock River I LLC | WY | Carbon | GEN1 | OP | Onshore Wind Turbine | WT | IPP Non-CHP | 2 | 50 | 50 | 50 | 10 | 2001 | 50 | Mitsubishi | MWT-1000 | 12 | 1 | 197
5906 | EDF Renewable Services Inc | 55741 | Ridge Crest Wind Partners | CO | Logan | A1 | OP | Onshore Wind Turbine | WT | IPP Non-CHP | 2 | 29.7 | 29.7 | 29.7 | 12 | 2001 | 33 | NEG-Micon | NM52/900 | 17.9 | 3 | 236.2
20847 | Wisconsin Electric Power Co | 55742 | Montfort Wind Energy Center | WI | Iowa | ER15 | OP | Onshore Wind Turbine | WT | Electric Utility | 1 | 30 | 2 | 8 | 6 | 2002 | 20 | GE | 1.5 S | 19 | 2 | 213.2
13866 | NWP Indian Mesa Wind Farm LP | 55747 | NWP Indian Mesa Wind Farm | TX | Pecos | NWP2 | OP | Onshore Wind Turbine | WT | IPP Non-CHP | 2 | 82.5 | 82.5 | 82.5 | 5 | 2001 | 125 | Vestas | V47-660 | 22.4 | 1 | 164
49880 | Madison Windpower LLC | 55769 | Madison Windpower LLC | NY | Madison | MADW | OP | Onshore Wind Turbine | WT | IPP Non-CHP | 2 | 11.5 | 11.5 | 11.5 | 10 | 2000 | 7 | Vestas | V66-1.65 | 22 | 1 | 220
56689 | RENEW Energy Inc | 55782 | Noble Ridge LLC | MN | Nobles | WH01 | OP | Onshore Wind Turbine | WT | IPP Non-CHP | 2 | 1.5 | 1.5 | 1.5 | 12 | 2001 | 1 | NEG-Micon | NM72C/1500 | 19 | 2 | 230
34688 | CHI Energy Inc | 55790 | Fenner Wind | NY | Madison | 1 | OP | Onshore Wind Turbine | WT | IPP Non-CHP | 2 | 30 | 30 | 30 | 10 | 2001 | 20 | GE | 1.5 SE | 24 | 1 | 262
14629 | Pecos Wind II LP | 55795 | Woodward Mountain II | TX | Pecos | 01 | OP | Onshore Wind Turbine | WT | IPP Non-CHP | 2 | 78 | 78 | 78 | 7 | 2001 | 117 | Vestas | Vestas V-47 | 22.4 | 1 | 164
14628 | Pecos Wind I LP | 55796 | Woodward Mountain I | TX | Pecos | 01 | OP | Onshore Wind Turbine | WT | IPP Non-CHP | 2 | 82 | 82 | 82 | 7 | 2001 | 125 | Vestas | Vestas V-47 | 22.4 | 1 | 164
61728 | GlidePath Power Operations LLC | 55803 | Somerset Windpower LLC | PA | Somerset | EW | OP | Onshore Wind Turbine | WT | IPP Non-CHP | 2 | 9 | 9 | 9 | 12 | 2001 | 6 | GE | 1.5 S | 14 | 2 | 213.3
13808 | Northern Iowa Windpower LLC | 55804 | Top of Iowa Windfarm | IA | Worth | NM | OP | Onshore Wind Turbine | WT | IPP Non-CHP | 2 | 80 | 80 | 80 | 10 | 2001 | 89 | NEG-Micon | NM52/900 | 19 | 2 | 236
61728 | GlidePath Power Operations LLC | 55805 | Mill Run Windpower LLC | PA | Somerset | G1 | OP | Onshore Wind Turbine | WT | IPP Non-CHP | 2 | 15 | 15 | 15 | 12 | 2001 | 10 | GE | 1.5 S | 16 | 2 | 213.3
10046 | Kas Brothers Windfarm LLC | 55809 | Kas Brothers Windfarm | MN | Pipestone | G1 | OP | Onshore Wind Turbine | WT | IPP Non-CHP | 2 | 1.5 | 1.5 | 1.5 | 12 | 2001 | 2 | Micon | M750-400/100 | 16 | 2 | 180
8294 | Hawkeye Power Partners LLC | 55816 | Hawkeye Power Partners LLC | IA | Cerro Gordo | 48M | OP | Onshore Wind Turbine | WT | IPP Non-CHP | 2 | 42 | 42 | 42 | 4 | 1999 | 55 | NEG-Micon | NM48/750 | 19 | 2 | 183
15399 | Avangrid Renewables LLC | 55871 | Klondike Wind Power | OR | Sherman | Ph 1 | OP | Onshore Wind Turbine | WT | IPP Non-CHP | 2 | 24.5 | 24 | 24 | 1 | 2002 | 16 | GE | 1.5 SLE | 14.5 | 2 | 262
1361 | Bay Windpower LLC | 55944 | Bay Windpower I | MI | Cheboygan | BAY | OP | Onshore Wind Turbine | WT | IPP Non-CHP | 2 | 1.8 | 1.8 | 1.8 | 12 | 2001 | 2 | NEG-Micon | NM52/900 | 15.7 | 3 | 237
19171 | Trent Wind Farm LP | 55968 | Trent Wind Farm LP | TX | Nolan | WTG1 | OP | Onshore Wind Turbine | WT | IPP Non-CHP | 2 | 152 | 152 | 152 | 7 | 2001 | 100 | GE | 1.5 S | 18 | 2 | 213.3
57170 | EDF Renewable Asset Holdings, Inc. | 55980 | Champepaden Wind Power | MN | Murray | 1 | OP | Onshore Wind Turbine | WT | IPP Non-CHP | 2 | 2 | 2 | 2 | 12 | 2001 | 3 | Vestas | V47-660 | 22.4 | 1 | 213.2
57170 | EDF Renewable Asset Holdings, Inc. | 55981 | Moulton Wind Power | MN | Murray | 1 | OP | Onshore Wind Turbine | WT | IPP Non-CHP | 2 | 2 | 2 | 2 | 12 | 2001 | 3 | Vestas | V47-660 | 22.4 | 1 | 213.2
61728 | GlidePath Power Operations LLC | 55986 | Mountaineer Wind Energy Center | WV | Tucker | WT1 | OP | Onshore Wind Turbine | WT | IPP Non-CHP | 2 | 66 | 66 | 66 | 12 | 2002 | 44 | NEG-Micon | NM72C/1500 | 14 | 2 | 229.7
6607 | FPL Energy Vansycle LLC | 55989 | FPL Energy Vansycle LLC (OR) | OR | Umatilla | V-47 | OP | Onshore Wind Turbine | WT | IPP Non-CHP | 2 | 122.8 | 122.8 | 122.8 | 12 | 2001 | 186 | Vestas | V47-660 | 22.4 | 1 | 164
49796 | Desert Sky Wind Farm LP | 55992 | Desert Sky | TX | Pecos | 1 | OP | Onshore Wind Turbine | WT | IPP Non-CHP | 2 | 167.7 | 167.7 | 167.7 | 1 | 2002 | 107 | GE | 1.5 S | 16.5 | 2 | 212.2
1307 | Basin Electric Power Coop | 55995 | Minot Wind Project | ND | Ward | MWP | OP | Onshore Wind Turbine | WT | Electric Utility | 1 | 2.6 | 2.6 | 2.6 | 1 | 2003 | 2 | Nordex | N60/1300 | 17.9 | 1 | 196.9
1307 | Basin Electric Power Coop | 55995 | Minot Wind Project | ND | Ward | MWP2 | OP | Onshore Wind Turbine | WT | Electric Utility | 1 | 4.5 | 4.5 | 4.5 | 12 | 2009 | 3 | GE | 1.5 SLE | 17.9 | 2 | 262.5
61728 | GlidePath Power Operations LLC | 56001 | Waymart Wind | PA | Wayne | GE15 | OP | Onshore Wind Turbine | WT | IPP Non-CHP | 2 | 64.5 | 64.5 | 64.5 | 10 | 2003 | 43 | GE | 1.5 S | 15 | 2 | 213.3
60580 | Community Renewables, LLC | 56002 | Minwind | MN | Rock | 1 | OP | Onshore Wind Turbine | WT | IPP Non-CHP | 2 | 3.8 | 3.8 | 3.8 | 10 | 2002 | 4 | NEG-Micon | NM54/950 | 15.6 | 2 | 210
6850 | FPL Energy Hancock County Wind, LLC | 56010 | Hancock County Wind Energy Center | IA | Hancock | V-47 | OP | Onshore Wind Turbine | WT | IPP Non-CHP | 2 | 98 | 98 | 98 | 12 | 2002 | 148 | Vestas | V47-660 | 22.4 | 1 | 213.3
17058 | Shell Wind Energy Inc. | 56011 | Cabazon Wind Partners | CA | Riverside | V-47 | OP | Onshore Wind Turbine | WT | IPP Non-CHP | 2 | 41 | 41 | 41 | 10 | 2002 | 62 | Vestas | V47-660 | 23.4 | 1 | 213.2
17058 | Shell Wind Energy Inc. | 56012 | Whitewater Hill Wind Partners | CA | Riverside | 1 | OP | Onshore Wind Turbine | WT | IPP Non-CHP | 2 | 61.5 | 61.5 | 61.5 | 10 | 2002 | 41 | GE | 1.5 S | 20.2 | 2 | 213.2
61728 | GlidePath Power Operations LLC | 56052 | Meyersdale Windpower, LLC | PA | Somerset | GE15 | OP | Onshore Wind Turbine | WT | IPP Non-CHP | 2 | 30 | 30 | 30 | 12 | 2003 | 20 | NEG-Micon | NM72C/1500 | 16 | 2 | 262
6985 | Garwin McNeilus | 56054 | G McNeilus Wind Farm Dodge Center | MN | Dodge | GM1 | OP | Onshore Wind Turbine | WT | IPP Non-CHP | 2 | 32 | 32 | 32 | 9 | 2002 | 34 | NEG-Micon | NM54/950 | 14 | 2 | 236
6985 | Garwin McNeilus | 56054 | G McNeilus Wind Farm Dodge Center | MN | Dodge | GM2 | OP | Onshore Wind Turbine | WT | IPP Non-CHP | 2 | 8 | 8 | 8 | 5 | 2003 | 5 | NEG-Micon | NM72C/1500 | 14 | 2 | 230
6985 | Garwin McNeilus | 56054 | G McNeilus Wind Farm Dodge Center | MN | Dodge | GM3 | OP | Onshore Wind Turbine | WT | IPP Non-CHP | 2 | 3 | 3 | 3 | 5 | 2004 | 2 | NEG-Micon | NM82/1650 | 14 | 2 | 230
8565 | FPLE High Winds, LLC | 56075 | High Winds LLC | CA | Solano | 1 | OP | Onshore Wind Turbine | WT | IPP Non-CHP | 2 | 145.8 | 145.8 | 145.8 | 7 | 2003 | 81 | Vestas | V80-1.8 | 22.4 | 1 | 213.3
8565 | FPLE High Winds, LLC | 56075 | High Winds LLC | CA | Solano | 2 | OP | Onshore Wind Turbine | WT | IPP Non-CHP | 2 | 16.2 | 16.2 | 16.2 | 12 | 2003 | 9 | Vestas | V80-1.8 | 22.4 | 1 | 213.3
1881 | Blue Canyon Windpower LLC | 56081 | Blue Canyon Windpower | OK | Comanche | EW | OP | Onshore Wind Turbine | WT | IPP Non-CHP | 2 | 85 | 74.3 | 74.3 | 12 | 2003 | 45 | Vestas | V82-1.65 | 19 | 2 | 262
34721 | FPL Energy South Dakota Wind LLC | 56092 | South Dakota Wind Energy Cente | SD | Hyde | GE15 | OP | Onshore Wind Turbine | WT | IPP Non-CHP | 2 | 40.5 | 40.5 | 40.5 | 10 | 2003 | 27 | GE | 1.5 S | 19 | 2 | 213.3
58528 | NextEra Energy Operating Services LLC | 56093 | TransAlta Wyoming Wind | WY | Uinta | GE15 | OP | Onshore Wind Turbine | WT | IPP Non-CHP | 2 | 144 | 144 | 144 | 12 | 2003 | 80 | Vestas | V80-1.8 | 20 | 2 | 240
34719 | FPL Energy Oklahoma Wind LLC | 56094 | Oklahoma Wind Energy Center | OK | Woodward | GE15 | OP | Onshore Wind Turbine | WT | IPP Non-CHP | 2 | 51 | 51 | 51 | 10 | 2003 | 34 | GE | 1.5 S | 19 | 2 | 213.3
34719 | FPL Energy Oklahoma Wind LLC | 56094 | Oklahoma Wind Energy Center | OK | Woodward | GSOO | OP | Onshore Wind Turbine | WT | IPP Non-CHP | 2 | 51 | 51 | 51 | 10 | 2003 | 34 | GE | 1.5 S | 19 | 2 | 213.3
34717 | FPL Energy New Mexico Wind LLC | 56097 | New Mexico Wind Energy Center | NM | Quay | GE15 | OP | Onshore Wind Turbine | WT | IPP Non-CHP | 2 | 204 | 204 | 204 | 9 | 2003 | 136 | GE | 1.5 S | 19 | 2 | 213.3
34723 | FPL Energy North Dakota Wind LLC | 56099 | FPL Energy North Dakota Wind I/II | ND | LaMoure | GE15 | OP | Onshore Wind Turbine | WT | IPP Non-CHP | 2 | 61.5 | 61.5 | 61.5 | 10 | 2003 | 41 | GE | 1.5 S | 19 | 2 | 213.3
61369 | Kimball Wind, LLC | 56106 | Kimball Wind | NE | Kimball | KIM01 | OP | Onshore Wind Turbine | WT | IPP Non-CHP | 2 | 30 | 30 | 30 | 6 | 2018 | 12 | GE | 2.5-116 | 18 | 2 | 295.3
17058 | Shell Wind Energy Inc. | 56111 | Brazos Wind Farm | TX | Scurry | GEN1 | OP | Onshore Wind Turbine | WT | IPP Non-CHP | 2 | 160 | 160 | 160 | 12 | 2003 | 160 | Mitsubishi | MWT-1000A | 17.4 | 2 | 213.2
15399 | Avangrid Renewables LLC | 56112 | Mountain View III | CA | Riverside | V47 | OP | Onshore Wind Turbine | WT | IPP Non-CHP | 2 | 22.4 | 22.4 | 22.4 | 12 | 2003 | 34 | Vestas | V47-660 | 19.2 | 1 | 164
60558 | Rock County Energy Center, LLC | 56123 | Minwind 3-9 | MN | Rock | 1 | OP | Onshore Wind Turbine | WT | IPP Non-CHP | 2 | 11.5 | 11.6 | 11.6 | 12 | 2004 | 7 | Vestas | V82-1.65 | 13 | 4 | 210
59496 | Allete Clean Energy | 56142 | Chanarambie Power Partners, LLC | MN | Murray | WND1 | OP | Onshore Wind Turbine | WT | IPP Non-CHP | 2 | 85.5 | 85.5 | 85.5 | 12 | 2003 | 57 | GE | 1.5 S | 19 | 2 | 213
59496 | Allete Clean Energy | 56153 | Viking Wind Partners | MN | Murray | 1 | OP | Onshore Wind Turbine | WT | IPP Non-CHP | 2 | 12 | 12 | 12 | 12 | 2003 | 8 | GE | 1.5 S | 19 | 2 | 262.5
50123 | Leeward Asset Management, LLC | 56160 | Mendota Hills, LLC | IL | Lee | GEN1 | OA | Onshore Wind Turbine | WT | IPP Non-CHP | 2 | 76.3 | 76.3 | 76.3 | 11 | 2003 | 29 | Gamesa | G126-2.5 | 16 | 1 | 275
13337 | Nebraska Public Power District | 56162 | Ainsworth Wind | NE | Brown | 1 | OP | Onshore Wind Turbine | WT | Electric Utility | 1 | 59.4 | 59.4 | 59.4 | 10 | 2005 | 36 | Vestas | V82-1.65 | 14.5 | 2 | 229.7
15399 | Avangrid Renewables LLC | 56172 | Flying Cloud Power Partners LLC | IA | Dickinson | FC | OP | Onshore Wind Turbine | WT | IPP Non-CHP | 2 | 43.5 | 43.5 | 43.5 | 12 | 2003 | 29 | GE | 1.5 SLE | 16 | 2 | 262
15399 | Avangrid Renewables LLC | 56173 | Colorado Green Holdings LLC | CO | Prowers | CG | OP | Onshore Wind Turbine | WT | IPP Non-CHP | 2 | 162 | 162 | 162 | 12 | 2003 | 108 | GE | 1.5 SLE | 16.2 | 2 | 262
15399 | Avangrid Renewables LLC | 56174 | Moraine Wind LLC | MN | Pipestone | MOR | OP | Onshore Wind Turbine | WT | IPP Non-CHP | 2 | 51 | 51 | 51 | 12 | 2003 | 34 | GE | 1.5 SLE | 15.5 | 2 | 262
49844 | Eurus Combine Hills I LLC | 56195 | Combine Hills I | OR | Umatilla | 001 | OP | Onshore Wind Turbine | WT | IPP Non-CHP | 2 | 41 | 41 | 41 | 12 | 2003 | 41 | Mitsubishi | MWT-1000A | 19 | 2 | 180
61141 | TG Windfarm LLC | 56199 | TG Windfarm LLC | MN | Pipestone | 1 | OP | Onshore Wind Turbine | WT | IPP Non-CHP | 2 | 2 | 2 | 2 | 11 | 2003 | 2 | Suzlon | S64-950 | 17 | 3 | 213
61140 | CG Windfarm LLC | 56200 | CG Windfarm LLC | MN | Pipestone | I | OP | Onshore Wind Turbine | WT | IPP Non-CHP | 2 | 2 | 2 | 2 | 12 | 2003 | 2 | Suzlon | S64-950 | 17 | 3 | 213
61139 | Bisson Windfarm LLC | 56201 | Bisson Windfarm LLC | MN | Pipestone | I | OP | Onshore Wind Turbine | WT | IPP Non-CHP | 2 | 2 | 2 | 2 | 10 | 2003 | 2 | Suzlon | S64-950 | 17 | 3 | 213
49867 | Tofteland Windfarm LLC | 56202 | Tofteland Windfarm LLC | MN | Pipestone | I | OP | Onshore Wind Turbine | WT | IPP Non-CHP | 2 | 2 | 2 | 2 | 10 | 2003 | 2 | Suzlon | S64-950 | 19 | 2 | 213
61142 | Westridge Windfarm LLC | 56203 | Westridge Windfarm LLC | MN | Pipestone | 1 | OP | Onshore Wind Turbine | WT | IPP Non-CHP | 2 | 2 | 2 | 2 | 11 | 2003 | 2 | Suzlon | S64-950 | 17 | 3 | 213
49869 | Fey Windfarm LLC | 56204 | Fey Windfarm LLC | MN | Pipestone | 1 | OP | Onshore Wind Turbine | WT | IPP Non-CHP | 2 | 2 | 2 | 2 | 9 | 2003 | 2 | Suzlon | S64-950 | 19 | 2 | 213
49870 | Windcurrent Farms LLC | 56205 | Windcurrent Farms LLC | MN | Pipestone | 1 | OP | Onshore Wind Turbine | WT | IPP Non-CHP | 2 | 2 | 2 | 2 | 9 | 2003 | 2 | Suzlon | S64-950 | 19 | 2 | 213
61120 | K-brink Windfarm, LLC | 56206 | K-Brink Windfarm LLC | MN | Pipestone | 1 | OP | Onshore Wind Turbine | WT | IPP Non-CHP | 2 | 2 | 2 | 2 | 2 | 2003 | 2 | Suzlon | S64-950 | 17 | 3 | 213
56800 | Brewster | 56207 | DL Windy Acres LLC | MN | Jackson | 1 | OP | Onshore Wind Turbine | WT | IPP Non-CHP | 2 | 2 | 2 | 2 | 12 | 2003 | 2 | Suzlon | S64-1250 | 17.8 | 2 | 213.3
56800 | Brewster | 56208 | S&P Windfarm LLC | MN | Jackson | 1 | OP | Onshore Wind Turbine | WT | IPP Non-CHP | 2 | 2 | 2 | 2 | 12 | 2003 | 2 | Suzlon | S64-1250 | 17.8 | 2 | 213.3
49874 | Boeve Windfarm LLC | 56209 | Boeve Windfarm LLC | MN | Pipestone | 1 | OP | Onshore Wind Turbine | WT | IPP Non-CHP | 2 | 2 | 2 | 2 | 8 | 2003 | 2 | Suzlon | S64-950 | 17 | 3 | 213
56800 | Brewster | 56210 | B&K Energy Systems LLC | MN | Jackson | 1 | OP | Onshore Wind Turbine | WT | IPP Non-CHP | 2 | 2 | 2 | 2 | 12 | 2003 | 2 | Suzlon | S64-1250 | 17.8 | 2 | 213.3
50123 | Leeward Asset Management, LLC | 56211 | Sweetwater Wind 1 LLC | TX | Nolan | SW1 | OP | Onshore Wind Turbine | WT | IPP Non-CHP | 2 | 37.5 | 37.5 | 37.5 | 12 | 2003 | 25 | GE | 1.5 S | 19 | 2 | 262
50123 | Leeward Asset Management, LLC | 56212 | Sweetwater Wind 2 LLC | TX | Nolan | SW2 | OP | Onshore Wind Turbine | WT | IPP Non-CHP | 2 | 98.8 | 98.8 | 98.8 | 2 | 2005 | 61 | GE | 1.5 SLE | 19 | 2 | 262
57202 | E&E Enterprises LLC | 56215 | Allendorf | IA | Osceola | A1 | OP | Onshore Wind Turbine | WT | IPP Non-CHP | 2 | 1.2 | 1.2 | 1.2 | 10 | 1998 | 4 | Micon | M1500-600/150 | 18 | 1 | 240
57202 | E&E Enterprises LLC | 56215 | Allendorf | IA | Osceola | ST | OP | Onshore Wind Turbine | WT | IPP Non-CHP | 2 | 0.6 | 0.6 | 0.6 | 10 | 1998 | 1 | Micon | M1500-600/150 | 18 | 1 | 98.4
57202 | E&E Enterprises LLC | 56215 | Allendorf | IA | Osceola | WT | OP | Onshore Wind Turbine | WT | IPP Non-CHP | 2 | 2 | 2 | 2 | 5 | 2003 | 1 | Gamesa | G80-2.0 | 18 | 1 | 255.9
49903 | Aeolus Wind LLC | 56225 | Aeolus Wind Facility | TX | Hansford | V90 | OP | Onshore Wind Turbine | WT | IPP Non-CHP | 2 | 3 | 3 | 3 | 12 | 2003 | 1 | Vestas | V90-3.0 | 20 | 1 | 262.5
40577 | American Mun Power-Ohio, Inc | 56226 | Bowling Green Wind | OH | Wood | 1 | OP | Onshore Wind Turbine | WT | Electric Utility | 1 | 1.8 | 1.8 | 1.8 | 12 | 2004 | 1 | Vestas | V80-1.8 | 14.9 | 1 | 255.9
40577 | American Mun Power-Ohio, Inc | 56226 | Bowling Green Wind | OH | Wood | 2 | OP | Onshore Wind Turbine | WT | Electric Utility | 1 | 1.8 | 1.8 | 1.8 | 11 | 2003 | 1 | Vestas | V80-1.8 | 15 | 1 | 255.9
40577 | American Mun Power-Ohio, Inc | 56226 | Bowling Green Wind | OH | Wood | 3 | OP | Onshore Wind Turbine | WT | Electric Utility | 1 | 1.8 | 1.8 | 1.8 | 11 | 2003 | 1 | Vestas | V80-1.8 | 14.9 | 1 | 255.9
40577 | American Mun Power-Ohio, Inc | 56226 | Bowling Green Wind | OH | Wood | 4 | OP | Onshore Wind Turbine | WT | Electric Utility | 1 | 1.8 | 1.8 | 1.8 | 11 | 2004 | 1 | Vestas | V80-1.8 | 15.4 | 1 | 255.9
19740 | AES Wind Generation Inc | 56240 | Buffalo Gap Wind Farm | TX | Taylor | 1 | OP | Onshore Wind Turbine | WT | IPP Non-CHP | 2 | 120.6 | 120.6 | 120.6 | 4 | 2006 | 67 | Vestas | V80-1.8 | 17 | 2 | 196.8
12341 | MidAmerican Energy Co | 56251 | Intrepid | IA | Buena Vista | INWF | OP | Onshore Wind Turbine | WT | Electric Utility | 1 | 160.5 | 160.5 | 160.5 | 12 | 2004 | 107 | GE | 1.5-82.5 | 16.8 | 3 | 213
12341 | MidAmerican Energy Co | 56251 | Intrepid | IA | Buena Vista | INWF2 | OP | Onshore Wind Turbine | WT | Electric Utility | 1 | 15 | 15 | 15 | 12 | 2005 | 15 | Mitsubishi | MWT-1000A | 16.8 | 3 | 197
12341 | MidAmerican Energy Co | 56252 | Century | IA | Hamilton | CWF | OP | Onshore Wind Turbine | WT | Electric Utility | 1 | 150 | 150 | 150 | 9 | 2005 | 100 | GE | 1.5-82.5 | 16.8 | 3 | 213
12341 | MidAmerican Energy Co | 56252 | Century | IA | Hamilton | CWF2 | OP | Onshore Wind Turbine | WT | Electric Utility | 1 | 35 | 35 | 35 | 12 | 2007 | 35 | Mitsubishi | MWT-1000A | 16.8 | 3 | 197
12341 | MidAmerican Energy Co | 56252 | Century | IA | Hamilton | CWF3 | OP | Onshore Wind Turbine | WT | Electric Utility | 1 | 15 | 15 | 15 | 12 | 2007 | 10 | GE | 1.6-87 | 16.8 | 3 | 263
15500 | Puget Sound Energy Inc | 56255 | Hopkins Ridge Wind | WA | Columbia | 1 | OP | Onshore Wind Turbine | WT | Electric Utility | 1 | 149.4 | 149.4 | 149.4 | 11 | 2005 | 83 | Vestas | V80-1.8 | 16.5 | 2 | 219.8
15500 | Puget Sound Energy Inc | 56255 | Hopkins Ridge Wind | WA | Columbia | 2 | OP | Onshore Wind Turbine | WT | Electric Utility | 1 | 7.2 | 7.2 | 7.2 | 8 | 2008 | 4 | Vestas | V80-1.8 | 16.5 | 2 | 219.8
50012 | FPL Energy Callahan Wind, LLC | 56270 | Callahan Divide Wind Energy Center | TX | Taylor | 1 | OP | Onshore Wind Turbine | WT | IPP Non-CHP | 2 | 114 | 114 | 114 | 3 | 2005 | 76 | GE | 1.5 SLE | 19 | 2 | 262.5
61728 | GlidePath Power Operations LLC | 56271 | Diablo Winds LLC | CA | Alameda | VEST | OP | Onshore Wind Turbine | WT | IPP Non-CHP | 2 | 18 | 18 | 18 | 12 | 2004 | 31 | Vestas | V47-660 | 17 | 1 | 164
50014 | FPL Energy Weatherford, LLC | 56273 | Weatherford Wind Energy Center | OK | Custer | 1 | OP | Onshore Wind Turbine | WT | IPP Non-CHP | 2 | 106.5 | 106.5 | 106.5 | 4 | 2005 | 71 | GE | 1.5 SLE | 19 | 2 | 262.5
50014 | FPL Energy Weatherford, LLC | 56273 | Weatherford Wind Energy Center | OK | Custer | 2 | OP | Onshore Wind Turbine | WT | IPP Non-CHP | 2 | 40.5 | 40.5 | 40.5 | 12 | 2005 | 27 | GE | 1.5 SLE | 19 | 2 | 262.5
56899 | Wind Stream Operations LLC | 56275 | Helzel & Schwarzhoff 86 | CA | Kern | WGNS | OP | Onshore Wind Turbine | WT | IPP Non-CHP | 2 | 2.4 | 2.4 | 2.4 | 12 | 1986 | 27 | Vestas | V17-90 | 12 | 1 | 80
56899 | Wind Stream Operations LLC | 56276 | ZCO | CA | Kern | WGNS | OP | Onshore Wind Turbine | WT | IPP Non-CHP | 2 | 1.6 | 1.6 | 1.6 | 12 | 1985 | 10 | Vestas | V15 | 16.5 | 1 | 80
54684 | Flat Rock Windpower, LLC | 56290 | Maple Ridge Wind Farm | NY | Lewis | 1 | OP | Onshore Wind Turbine | WT | IPP Non-CHP | 2 | 137 | 137 | 137 | 12 | 2005 | 83 | Vestas | V82-1.65 | 19 | 2 | 262
54684 | Flat Rock Windpower, LLC | 56290 | Maple Ridge Wind Farm | NY | Lewis | 1A | OP | Onshore Wind Turbine | WT | IPP Non-CHP | 2 | 61 | 61 | 61 | 1 | 2006 | 37 | Vestas | V82-1.65 | 19 | 2 | 262
54684 | Flat Rock Windpower, LLC | 56290 | Maple Ridge Wind Farm | NY | Lewis | 2 | OP | Onshore Wind Turbine | WT | IPP Non-CHP | 2 | 33 | 33 | 33 | 6 | 2006 | 20 | Vestas | V82-1.65 | 19 | 2 | 262
54684 | Flat Rock Windpower, LLC | 56290 | Maple Ridge Wind Farm | NY | Lewis | 3 | OP | Onshore Wind Turbine | WT | IPP Non-CHP | 2 | 91 | 91 | 91 | 12 | 2006 | 55 | Vestas | V82-1.65 | 19 | 2 | 262
50063 | FPL Energy Horse Hollow LLC | 56291 | Horse Hollow Wind Energy Center | TX | Taylor | 1 | OP | Onshore Wind Turbine | WT | IPP Non-CHP | 2 | 213 | 213 | 213 | 12 | 2005 | 142 | GE | 1.5 SLE | 22 | 2 | 279
50063 | FPL Energy Horse Hollow LLC | 56291 | Horse Hollow Wind Energy Center | TX | Taylor | 2 | OP | Onshore Wind Turbine | WT | IPP Non-CHP | 2 | 223.5 | 223.5 | 223.5 | 6 | 2006 | 150 | Siemens | SWT-2.3-93 | 22 | 2 | 262.4
50063 | FPL Energy Horse Hollow LLC | 56291 | Horse Hollow Wind Energy Center | TX | Taylor | 3 | OP | Onshore Wind Turbine | WT | IPP Non-CHP | 2 | 299 | 299 | 299 | 6 | 2006 | 130 | GE | 1.5 SLE | 22 | 2 | 279
50123 | Leeward Asset Management, LLC | 56293 | Caprock Wind Farm | NM | Quay | 1 | OP | Onshore Wind Turbine | WT | IPP Non-CHP | 2 | 60 | 60 | 60 | 12 | 2004 | 60 | Mitsubishi | MWT-1000 | 18.5 | 1 | 226
50123 | Leeward Asset Management, LLC | 56293 | Caprock Wind Farm | NM | Quay | 2 | OP | Onshore Wind Turbine | WT | IPP Non-CHP | 2 | 20 | 20 | 20 | 5 | 2005 | 20 | Mitsubishi | MWT-1000 | 14 | 1 | 226
50123 | Leeward Asset Management, LLC | 56295 | Kumeyaay Wind | CA | San Diego | 1 | OP | Onshore Wind Turbine | WT | IPP Non-CHP | 2 | 50 | 50 | 50 | 12 | 2005 | 25 | Gamesa | G87-2.0 | 19 | 2 | 223
15399 | Avangrid Renewables LLC | 56296 | Trimont Area Wind Farm | MN | Martin | 1 | OP | Onshore Wind Turbine | WT | IPP Non-CHP | 2 | 100.5 | 100.5 | 100.5 | 11 | 2005 | 67 | GE | 1.5 SLE | 15 | 2 | 262
50123 | Leeward Asset Management, LLC | 56297 | Crescent Ridge | IL | Bureau | 1 | OP | Onshore Wind Turbine | WT | IPP Non-CHP | 2 | 53 | 53 | 53 | 12 | 2005 | 33 | NEG-Micon | NM82/1650 | 21 | 2 | 256
50123 | Leeward Asset Management, LLC | 56299 | Wind Park Bear Creek | PA | Luzerne | 1 | OP | Onshore Wind Turbine | WT | IPP Non-CHP | 2 | 24 | 24 | 24 | 3 | 2006 | 12 | Gamesa | G87-2.0 | 19 | 2 | 256
50123 | Leeward Asset Management, LLC | 56300 | Jersey-Atlantic Wind Farm | NJ | Atlantic | 1 | OP | Onshore Wind Turbine | WT | IPP Non-CHP | 2 | 7.5 | 7.5 | 7.5 | 3 | 2006 | 5 | GE | 1.5 SLE | 19 | 2 | 262
49893 | Invenergy Services LLC | 56301 | Wolverine Creek | ID | Bonneville | 1 | OP | Onshore Wind Turbine | WT | IPP Non-CHP | 2 | 64.5 | 64.5 | 64.5 | 2 | 2006 | 43 | GE | 1.5 SLE | 15.8 | 2 | 263
57170 | EDF Renewable Asset Holdings, Inc. | 56302 | Oasis Wind | CA | Kern | 1 | OP | Onshore Wind Turbine | WT | IPP Non-CHP | 2 | 59 | 59 | 59 | 12 | 2004 | 60 | Mitsubishi | MWT-1000 | 19 | 1 | 196.9
15399 | Avangrid Renewables LLC | 56303 | Elk River Wind | KS | Butler | 1 | OP | Onshore Wind Turbine | WT | IPP Non-CHP | 2 | 150 | 150 | 150 | 12 | 2005 | 100 | GE | 1.5 SLE | 18 | 2 | 262
59883 | NRG Energy Gas & Wind Holdings Inc | 56304 | San Juan Mesa Wind Project LLC | NM | Roosevelt | 1 | OP | Onshore Wind Turbine | WT | IPP Non-CHP | 2 | 120 | 120 | 120 | 12 | 2005 | 120 | Mitsubishi | MWT-1000A | 19 | 2 | 226
56769 | Consolidated Edison Development Inc. | 56307 | Adams Wind Farm | MN | Mower | 1 | OP | Onshore Wind Turbine | WT | IPP Non-CHP | 2 | 14 | 14 | 14 | 9 | 2003 | 9 | NEG-Micon | NM72C/1500 | 14 | 2 | 230
56769 | Consolidated Edison Development Inc. | 56307 | Adams Wind Farm | MN | Mower | 2 | OP | Onshore Wind Turbine | WT | IPP Non-CHP | 2 | 10 | 10 | 10 | 7 | 2004 | 6 | NEG-Micon | NM82/1650 | 14 | 2 | 230
60025 | Greenbacker Renewable Energy Corporation | 56308 | Fossil Gulch | ID | Gooding | 1 | OP | Onshore Wind Turbine | WT | IPP Non-CHP | 2 | 10.5 | 10.5 | 10.5 | 2 | 2005 | 7 | GE | 1.5 SLE | 22 | 3 | 262.4
50123 | Leeward Asset Management, LLC | 56311 | Sweetwater Wind 3 LLC | TX | Nolan | SW3 | OP | Onshore Wind Turbine | WT | IPP Non-CHP | 2 | 135 | 135 | 135 | 12 | 2005 | 90 | GE | 1.5 SLE | 19 | 2 | 262
49893 | Invenergy Services LLC | 56320 | Spring Canyon | CO | Logan | 1 | OP | Onshore Wind Turbine | WT | IPP Non-CHP | 2 | 60 | 60 | 60 | 2 | 2006 | 40 | GE | 1.5 SLE | 19.5 | 2 | 263
15500 | Puget Sound Energy Inc | 56322 | Wild Horse | WA | Kittitas | 1 | OP | Onshore Wind Turbine | WT | Electric Utility | 1 | 228.6 | 228.6 | 228.6 | 12 | 2006 | 127 | Vestas | V80-1.8 | 18 | 2 | 219.8
15500 | Puget Sound Energy Inc | 56322 | Wild Horse | WA | Kittitas | WH2 | OP | Onshore Wind Turbine | WT | Electric Utility | 1 | 44 | 44 | 44 | 11 | 2009 | 22 | Vestas | V80-2.0 | 15.4 | 2 | 219.8
54707 | Blue Canyon Windpower II LLC | 56335 | Blue Canyon Windpower II | OK | Comanche | EW2 | OP | Onshore Wind Turbine | WT | IPP Non-CHP | 2 | 151 | 151 | 151 | 12 | 2005 | 84 | Vestas | V80-1.8 | 16.1 | 2 | 262
50123 | Leeward Asset Management, LLC | 56336 | Aragonne Wind LLC | NM | Guadalupe | 1 | OP | Onshore Wind Turbine | WT | IPP Non-CHP | 2 | 90 | 90 | 90 | 12 | 2006 | 90 | Mitsubishi | MWT-1000 | 17.3 | 1 | 226
50123 | Leeward Asset Management, LLC | 56337 | Sweetwater Wind 4 LLC | TX | Nolan | SW4 | OP | Onshore Wind Turbine | WT | IPP Non-CHP | 2 | 241 | 241 | 241 | 5 | 2007 | 181 | Mitsubishi | MWT-1000 | 16.5 | 1 | 230
54709 | High Trail Wind Farm LLC | 56338 | High Trail Wind Farm LLC | IL | McLean | 1 | OP | Onshore Wind Turbine | WT | IPP Non-CHP | 2 | 198 | 198 | 198 | 3 | 2007 | 120 | Vestas | V82-1.65 | 19 | 2 | 262
20856 | Wisconsin Power & Light Co | 56347 | Cedar Ridge | WI | Fond Du Lac | 1 | OP | Onshore Wind Turbine | WT | Electric Utility | 1 | 67.7 | 67.7 | 67.7 | 12 | 2008 | 41 | Vestas | V82-1.65 | 15 | 2 | 262
10000 | Kansas City Power & Light Co | 56351 | Spearville | KS | Ford | 1 | OP | Onshore Wind Turbine | WT | Electric Utility | 1 | 100.5 | 100.5 | 100.5 | 9 | 2006 | 67 | GE | 1.5 SLE | 19 | 2 | 265
10000 | Kansas City Power & Light Co | 56351 | Spearville | KS | Ford | 2 | OP | Onshore Wind Turbine | WT | Electric Utility | 1 | 48 | 48 | 48 | 12 | 2010 | 32 | GE | 1.5 SLE | 19 | 2 | 265
9417 | Interstate Power and Light Co | 56355 | Whispering Willow Wind Farm - East | IA | Franklin | 1 | OP | Onshore Wind Turbine | WT | Electric Utility | 1 | 199.7 | 199.7 | 199.7 | 12 | 2009 | 121 | Vestas | V82-1.65 | 17 | 2 | 262
54717 | FPL Energy Burleigh County Wind LLC | 56357 | FPL Energy Burleigh County Wind | ND | Burleigh | GE | OP | Onshore Wind Turbine | WT | IPP Non-CHP | 2 | 18 | 18 | 18 | 2 | 2006 | 12 | GE | 1.5 SLE | 19 | 2 | 262.5
54717 | FPL Energy Burleigh County Wind LLC | 56357 | FPL Energy Burleigh County Wind | ND | Burleigh | GE15 | OP | Onshore Wind Turbine | WT | IPP Non-CHP | 2 | 31.5 | 31.5 | 31.5 | 12 | 2005 | 21 | GE | 1.5 SLE | 19 | 2 | 262.5
15399 | Avangrid Renewables LLC | 56359 | Klondike Windpower II | OR | Sherman | PH2 | OP | Onshore Wind Turbine | WT | IPP Non-CHP | 2 | 75 | 75 | 75 | 7 | 2005 | 50 | GE | 1.5 SLE | 14.5 | 2 | 262
14354 | PacifiCorp | 56360 | Leaning Juniper | OR | Gilliam | 1 | OP | Onshore Wind Turbine | WT | Electric Utility | 1 | 100.5 | 100.5 | 100.5 | 10 | 2006 | 67 | GE | 1.5 SLE | 19 | 2 | 262
15399 | Avangrid Renewables LLC | 56361 | Big Horn Wind Project | WA | Klickitat | 1 | OP | Onshore Wind Turbine | WT | IPP Non-CHP | 2 | 199 | 199 | 199 | 10 | 2006 | 133 | GE | 1.5 SLE | 17 | 2 | 262
15399 | Avangrid Renewables LLC | 56362 | Shiloh I Wind Project | CA | Solano | 1 | OP | Onshore Wind Turbine | WT | IPP Non-CHP | 2 | 150 | 150 | 150 | 5 | 2006 | 100 | GE | 1.5 SLE | 15.3 | 2 | 262
15399 | Avangrid Renewables LLC | 56369 | Casselman Wind Power Project | PA | Somerset | 1 | OP | Onshore Wind Turbine | WT | IPP Non-CHP | 2 | 34.5 | 34.5 | 34.5 | 12 | 2007 | 23 | GE | 1.5 SLE | 15.1 | 2 | 262
50123 | Leeward Asset Management, LLC | 56371 | Cedar Creek Wind | CO | Weld | 1 | OP | Onshore Wind Turbine | WT | IPP Non-CHP | 2 | 221 | 221 | 221 | 11 | 2007 | 221 | Mitsubishi | MWT-1000 | 16.6 | 1 | 230
50123 | Leeward Asset Management, LLC | 56371 | Cedar Creek Wind | CO | Weld | 2 | OP | Onshore Wind Turbine | WT | IPP Non-CHP | 2 | 79.5 | 79.5 | 79.5 | 11 | 2007 | 53 | GE | 1.5 SLE | 16.6 | 1 | 262
50123 | Leeward Asset Management, LLC | 56372 | Sweetwater Wind 5 | TX | Nolan | SW5 | OP | Onshore Wind Turbine | WT | IPP Non-CHP | 2 | 80.5 | 80.5 | 80.5 | 12 | 2007 | 35 | Siemens | SWT-2.3-82 VS | 16.5 | 1 | 262.4
9209 | Illinois Rural Electric Coop | 56376 | Pike County Wind Power | IL | Pike | WTG1 | OP | Onshore Wind Turbine | WT | Electric Utility | 1 | 1.7 | 1.7 | 1.7 | 5 | 2005 | 1 | Vestas | V82-1.65 | 13.7 | 2 | 235
49893 | Invenergy Services LLC | 56377 | Judith Gap Wind Energy Center | MT | Wheatland | 1 | OP | Onshore Wind Turbine | WT | IPP Non-CHP | 2 | 135 | 135 | 135 | 12 | 2005 | 90 | GE | 1.5 SLE | 19 | 2 | 263
794 | Apollo Energy Corp | 56378 | Pakini Nui Wind Farm | HI | Hawaii | 1 | OP | Onshore Wind Turbine | WT | IPP Non-CHP | 2 | 21 | 21 | 21 | 4 | 2007 | 14 | GE | 1.5 SE | 21 | 1 | 210
12341 | MidAmerican Energy Co | 56379 | Victory Wind Farm | IA | Carroll | VWF | OP | Onshore Wind Turbine | WT | Electric Utility | 1 | 99 | 99 | 99 | 12 | 2006 | 66 | GE | 1.6-87 | 16.8 | 3 | 263
14063 | Oklahoma Gas & Electric Co | 56380 | Centennial Wind Farm | OK | Harper | WT1 | OP | Onshore Wind Turbine | WT | Electric Utility | 1 | 120 | 120 | 120 | 12 | 2006 | 80 | GE | 1.5 SLE | 25 | 2 | 264
15399 | Avangrid Renewables LLC | 56383 | Northern Iowa Windpower II | IA | Worth | TOI2 | OP | Onshore Wind Turbine | WT | IPP Non-CHP | 2 | 80 | 80 | 80 | 1 | 2008 | 48 | Gamesa | G87-2.0 | 18 | 2 | 255
11479 | Madison Gas & Electric Co | 56386 | Top of Iowa Windfarm III | IA | Worth | TOI3 | OP | Onshore Wind Turbine | WT | Electric Utility | 1 | 29.7 | 3.4 | 3.4 | 2 | 2008 | 18 | Vestas | V82-1.65 | 19 | 2 | 262
20847 | Wisconsin Electric Power Co | 56391 | Blue Sky Green Field Wind Project | WI | Fond Du Lac | 1 | OP | Onshore Wind Turbine | WT | Electric Utility | 1 | 145.2 | 21 | 61 | 5 | 2008 | 88 | Vestas | V82-1.65 | 19 | 2 | 213.2
55696 | FPL Energy Oliver County Wind | 56392 | FPL Energy Oliver Wind I LLC | ND | Oliver | 1 | OP | Onshore Wind Turbine | WT | IPP Non-CHP | 2 | 50.6 | 50.6 | 50.6 | 12 | 2006 | 22 | Siemens | SWT-2.3-93 | 19 | 2 | 262.4
56215 | E ON Climate Renewables N America LLC | 56394 | Forest Creek Wind Farm LLC | TX | Glasscock | 1 | OP | Onshore Wind Turbine | WT | IPP Non-CHP | 2 | 124.2 | 124.2 | 124.2 | 12 | 2006 | 54 | Siemens | SWT-2.3-93 | 18.6 | 2 | 262.4
54759 | Mesquite Wind LLC | 56395 | Mesquite Wind Power LLC | TX | Shackelford | 1 | OP | Onshore Wind Turbine | WT | IPP Non-CHP | 2 | 200 | 200 | 200 | 11 | 2007 | 100 | Gamesa | G87-2.0 | 19 | 2 | 255
15399 | Avangrid Renewables LLC | 56399 | Lempster Wind LLC | NH | Sullivan | 1 | OP | Onshore Wind Turbine | WT | IPP Non-CHP | 2 | 24 | 24 | 24 | 12 | 2008 | 12 | Gamesa | G87-2.0 | 18 | 2 | 255
54789 | AgriWind Project, LLC | 56408 | Agriwind | IL | BUREAU | AWND1 | OP | Onshore Wind Turbine | WT | IPP Non-CHP | 2 | 8.4 | 8.4 | 8.4 | 7 | 2007 | 4 | Suzlon | S88-2100 | 15.9 | 2 | 262.4
54790 | Stahl Wind Energy LLC | 56409 | Stahl Wind Energy | MN | Pipestone | 1 | OP | Onshore Wind Turbine | WT | IPP Non-CHP | 2 | 1.7 | 1.7 | 1.7 | 12 | 2004 | 1 | Vestas | V82-1.65 | 18.6 | 2 | 240
54791 | Carstensen Wind LLC | 56410 | Carstensen Wind | MN | Pipestone | 1 | OP | Onshore Wind Turbine | WT | IPP Non-CHP | 2 | 1.7 | 1.7 | 1.7 | 12 | 2004 | 1 | Vestas | V82-1.65 | 17.4 | 2 | 240
54792 | Northern Lights Wind LLC | 56411 | Northern Lights Wind LLC | MN | Pipestone | 1 | OP | Onshore Wind Turbine | WT | IPP Non-CHP | 2 | 1.7 | 1.7 | 1.7 | 12 | 2004 | 1 | Vestas | V82-1.65 | 18.1 | 2 | 240
54793 | Lucky Wind LLC | 56412 | Lucky Wind | MN | Pipestone | 1 | OP | Onshore Wind Turbine | WT | IPP Non-CHP | 2 | 1.7 | 1.7 | 1.7 | 12 | 2004 | 1 | Vestas | V82-1.65 | 17.6 | 2 | 240
54794 | Greenback Energy LLC | 56413 | Greenback Energy | MN | Pipestone | 1 | OP | Onshore Wind Turbine | WT | IPP Non-CHP | 2 | 1.7 | 1.7 | 1.7 | 12 | 2004 | 1 | Vestas | V82-1.65 | 18.4 | 2 | 240
40580 | Southern Minnesota Mun P Agny | 56414 | Redwood Falls Wind | MN | Redwood | WND1 | OP | Onshore Wind Turbine | WT | Electric Utility | 1 | 1.7 | 1.7 | 1.7 | 12 | 2004 | 1 | Vestas | V82-1.65 | 19.1 | 2 | 237
40580 | Southern Minnesota Mun P Agny | 56414 | Redwood Falls Wind | MN | Redwood | WND2 | OP | Onshore Wind Turbine | WT | Electric Utility | 1 | 1.7 | 1.7 | 1.7 | 1 | 2005 | 1 | Vestas | V82-1.65 | 19.1 | 2 | 237
40580 | Southern Minnesota Mun P Agny | 56415 | Fairmont Wind | MN | Martin | WND1 | OP | Onshore Wind Turbine | WT | Electric Utility | 1 | 1 | 0.9 | 0.9 | 3 | 2003 | 1 | NEG-Micon | NM54/950 | 16.8 | 2 | 237
40580 | Southern Minnesota Mun P Agny | 56415 | Fairmont Wind | MN | Martin | WND2 | OP | Onshore Wind Turbine | WT | Electric Utility | 1 | 1 | 0.9 | 0.9 | 3 | 2003 | 1 | NEG-Micon | NM54/950 | 16.8 | 2 | 237
40580 | Southern Minnesota Mun P Agny | 56415 | Fairmont Wind | MN | Martin | WND3 | OP | Onshore Wind Turbine | WT | Electric Utility | 1 | 1.7 | 1.7 | 1.7 | 12 | 2004 | 1 | Vestas | V82-1.65 | 19.1 | 2 | 237
40580 | Southern Minnesota Mun P Agny | 56415 | Fairmont Wind | MN | Martin | WND4 | OP | Onshore Wind Turbine | WT | Electric Utility | 1 | 1.7 | 1.7 | 1.7 | 1 | 2005 | 1 | Vestas | V82-1.65 | 19.1 | 2 | 237
54800 | Michigan Wind 1, LLC | 56416 | Michigan Wind 1 | MI | Huron | 1 | OP | Onshore Wind Turbine | WT | IPP Non-CHP | 2 | 69 | 69 | 69 | 12 | 2008 | 46 | GE | 1.5 SLE | 15.7 | 2 | 262.5
54819 | FPL Energy Mower County LLC | 56424 | Mower County Wind Energy Center | MN | Mower | 1 | OP | Onshore Wind Turbine | WT | IPP Non-CHP | 2 | 98.9 | 98.9 | 98.9 | 12 | 2006 | 43 | Siemens | SWT-1.0-54 | 19 | 2 | 262.5
59883 | NRG Energy Gas & Wind Holdings Inc | 56432 | Wildorado Wind LLC | TX | Oldham | 1 | OP | Onshore Wind Turbine | WT | IPP Non-CHP | 2 | 161 | 161 | 161 | 4 | 2007 | 70 | Siemens | SWT-2.3-93 | 19 | 2 | 262.4
11208 | Los Angeles Department of Water & Power | 56433 | Pine Tree Wind Power Project | CA | Kern | 1 | OP | Onshore Wind Turbine | WT | Electric Utility | 1 | 135 | 135 | 135 | 6 | 2009 | 90 | GE | 1.5 SLE | 19 | 2 | 218
56592 | Idaho Wind Partners 1 LLC | 56434 | Burley Butte Windpark | ID | Cassia | BBWP | OP | Onshore Wind Turbine | WT | IPP Non-CHP | 2 | 21.3 | 21.3 | 21.3 | 2 | 2011 | 13 | GE | 1.5 XLE | 14.9 | 2 | 262.4
56592 | Idaho Wind Partners 1 LLC | 56435 | Golden Valley Wind Park LLC | ID | Cassia | GVWP | OP | Onshore Wind Turbine | WT | IPP Non-CHP | 2 | 12 | 12 | 12 | 1 | 2011 | 8 | GE | 1.5 XLE | 14.1 | 2 | 262.4
56592 | Idaho Wind Partners 1 LLC | 56437 | Milner Dam Wind Park LLC | ID | Cassia | MDWP | OP | Onshore Wind Turbine | WT | IPP Non-CHP | 2 | 19.5 | 19.5 | 19.5 | 2 | 2011 | 13 | GE | 1.5 XLE | 14.4 | 2 | 262.4
56592 | Idaho Wind Partners 1 LLC | 56439 | Oregon Trail Wind Park | ID | Twin Falls | OTWP | OP | Onshore Wind Turbine | WT | IPP Non-CHP | 2 | 13.5 | 13.5 | 13.5 | 1 | 2011 | 9 | GE | 1.5 XLE | 14 | 2 | 262.4
56592 | Idaho Wind Partners 1 LLC | 56440 | Pilgrim Stage Wind Park | ID | Twin Falls | PSWP | OP | Onshore Wind Turbine | WT | IPP Non-CHP | 2 | 10.5 | 10.5 | 10.5 | 1 | 2011 | 7 | GE | 1.5 XLE | 14.9 | 2 | 262.4
56592 | Idaho Wind Partners 1 LLC | 56441 | Salmon Falls Wind Park | ID | Twin Falls | SFWP | OP | Onshore Wind Turbine | WT | IPP Non-CHP | 2 | 21 | 21 | 21 | 4 | 2011 | 14 | GE | 1.5 XLE | 14.4 | 2 | 262.4
56592 | Idaho Wind Partners 1 LLC | 56442 | Thousand Springs Wind Park | ID | Twin Falls | TSWP | OP | Onshore Wind Turbine | WT | IPP Non-CHP | 2 | 12 | 12 | 12 | 1 | 2011 | 8 | GE | 1.5 XLE | 13.8 | 2 | 262.4
56592 | Idaho Wind Partners 1 LLC | 56443 | Tuana Gulch Wind Park | ID | Twin Falls | TGWP | OP | Onshore Wind Turbine | WT | IPP Non-CHP | 2 | 10.5 | 10.5 | 10.5 | 1 | 2011 | 7 | GE | 1.5 XLE | 14.1 | 2 | 262.4
50123 | Leeward Asset Management, LLC | 56446 | Buena Vista Energy LLC | CA | Contra Costa | 1 | OP | Onshore Wind Turbine | WT | IPP Non-CHP | 2 | 38 | 38 | 38 | 12 | 2006 | 38 | Mitsubishi | MWT-1000 | 13.6 | 1 | 197
57170 | EDF Renewable Asset Holdings, Inc. | 56447 | Hawi Wind Farm | HI | Hawaii | V-47 | OP | Onshore Wind Turbine | WT | IPP Non-CHP | 2 | 10.6 | 10.6 | 10.6 | 5 | 2006 | 16 | Vestas | V47-660 | 22.4 | 1 | 131.2
59155 | First Wind O&M, LLC | 56448 | Mars Hill Wind Farm Project | ME | Aroostook | 1 | OP | Onshore Wind Turbine | WT | IPP Non-CHP | 2 | 42 | 42 | 42 | 3 | 2007 | 28 | GE | 1.5 SLE | 19 | 2 | 262.4
59155 | First Wind O&M, LLC | 56449 | Kaheawa Pastures Wind Farm | HI | Maui | 1 | OP | Onshore Wind Turbine | WT | IPP Non-CHP | 2 | 30 | 30 | 30 | 1 | 2006 | 20 | GE | 1.5 SE | 22 | 1 | 298
50123 | Leeward Asset Management, LLC | 56450 | GSG LLC | IL | Lee | 1 | OP | Onshore Wind Turbine | WT | IPP Non-CHP | 2 | 80 | 80 | 80 | 6 | 2007 | 40 | Gamesa | G87-2.0 | 19 | 2 | 256
50123 | Leeward Asset Management, LLC | 56451 | Allegheny Ridge Wind Farm | PA | Cambria | 1 | OP | Onshore Wind Turbine | WT | IPP Non-CHP | 2 | 80 | 80 | 80 | 6 | 2007 | 40 | Gamesa | G87-2.0 | 19 | 2 | 256
54870 | FPL Energy Red Canyon LLC | 56457 | Post Wind Farm LP | TX | Borden | 1 | OP | Onshore Wind Turbine | WT | IPP Non-CHP | 2 | 84 | 84 | 84 | 4 | 2006 | 56 | GE | 1.5 SLE | 19 | 2 | 262.5
15399 | Avangrid Renewables LLC | 56459 | MinnDakota Wind LLC | MN | Lincoln | 2 | OP | Onshore Wind Turbine | WT | IPP Non-CHP | 2 | 150 | 150 | 150 | 1 | 2008 | 100 | GE | 1.5 SLE | 16.1 | 2 | 262
15399 | Avangrid Renewables LLC | 56460 | Twin Buttes Wind Project | CO | Bent | WT1 | OP | Onshore Wind Turbine | WT | IPP Non-CHP | 2 | 75 | 75 | 75 | 7 | 2007 | 50 | GE | 1.5 SLE | 17.4 | 2 | 255
14354 | PacifiCorp | 56466 | Marengo Wind Plant | WA | Columbia | 1 | OP | Onshore Wind Turbine | WT | Electric Utility | 1 | 140.4 | 140.4 | 140.4 | 8 | 2007 | 78 | Vestas | V80-1.8 | 25.3 | 2 | 213
14354 | PacifiCorp | 56466 | Marengo Wind Plant | WA | Columbia | 2 | OP | Onshore Wind Turbine | WT | Electric Utility | 1 | 70.2 | 70.2 | 70.2 | 1 | 2008 | 39 | Vestas | V80-1.8 | 25.3 | 2 | 213
15399 | Avangrid Renewables LLC | 56468 | Klondike Windpower III | OR | Sherman | 1 | OP | Onshore Wind Turbine | WT | IPP Non-CHP | 2 | 221 | 221 | 221 | 11 | 2007 | 124 | Siemens | SWT-2.3-93 | 16.5 | 2 | 262.4
15399 | Avangrid Renewables LLC | 56468 | Klondike Windpower III | OR | Sherman | 2 | OP | Onshore Wind Turbine | WT | IPP Non-CHP | 2 | 76.5 | 76.5 | 76.5 | 7 | 2008 | 51 | Siemens | SWT-2.3-93 | 16.5 | 2 | 262.4
15399 | Avangrid Renewables LLC | 56470 | Locust Ridge | PA | Schuylkill | LRWF | OP | Onshore Wind Turbine | WT | IPP Non-CHP | 2 | 26 | 26 | 26 | 3 | 2007 | 13 | Gamesa | G87-2.0 | 15.3 | 2 | 255
56215 | E ON Climate Renewables N America LLC | 56479 | Sand Bluff Wind Farm | TX | Glasscock | 2 | OP | Onshore Wind Turbine | WT | IPP Non-CHP | 2 | 90 | 90 | 90 | 1 | 2007 | 45 | Gamesa | G87-2.0 | 18.6 | 2 | 255.9
54759 | Mesquite Wind LLC | 56483 | Post Oak Wind LLC | TX | Shackelford | 1 | OP | Onshore Wind Turbine | WT | IPP Non-CHP | 2 | 200 | 200 | 200 | 3 | 2008 | 100 | Gamesa | G87-2.0 | 19 | 2 | 255
19740 | AES Wind Generation Inc | 56484 | Buffalo Gap 2 Wind Farm | TX | Nolan | 1 | OP | Onshore Wind Turbine | WT | IPP Non-CHP | 2 | 232.5 | 232.5 | 232.5 | 7 | 2007 | 155 | GE | 1.5 S | 17 | 2 | 201
15248 | Portland General Electric Co | 56485 | Biglow Canyon Wind Farm | OR | Sherman | 1 | OP | Onshore Wind Turbine | WT | Electric Utility | 1 | 125.4 | 125.4 | 125.4 | 12 | 2007 | 76 | Vestas | V82-1.65 | 19 | 2 | 260
15248 | Portland General Electric Co | 56485 | Biglow Canyon Wind Farm | OR | Sherman | 2 | OP | Onshore Wind Turbine | WT | Electric Utility | 1 | 163.3 | 163.3 | 163.3 | 9 | 2009 | 71 | Siemens | SWT-2.3-93 | 19 | 2 | 262.4
15248 | Portland General Electric Co | 56485 | Biglow Canyon Wind Farm | OR | Sherman | 3 | OP | Onshore Wind Turbine | WT | Electric Utility | 1 | 161 | 161 | 161 | 8 | 2010 | 70 | Siemens | SWT-2.3-93 | 19 | 2 | 262.4
55907 | White Creek Wind 1 LLC | 56487 | White Creek Wind Farm | WA | Klickitat | 1 | OP | Onshore Wind Turbine | WT | IPP Non-CHP | 2 | 204 | 204 | 204 | 11 | 2007 | 89 | Siemens | SWT-2.3-93 | 17.6 | 2 | 260
55886 | Smoky Hills Wind Farm I LLC | 56488 | Smoky Hills Wind Project Phase I | KS | Lincoln | 1 | OP | Onshore Wind Turbine | WT | IPP Non-CHP | 2 | 100.8 | 100.8 | 100.8 | 1 | 2008 | 56 | Vestas | V80-1.8 | 24 | 2 | 328
49893 | Invenergy Services LLC | 56493 | Buffalo Mountain Energy Center | TN | Anderson | 4 | OP | Onshore Wind Turbine | WT | IPP Non-CHP | 2 | 27 | 27 | 27 | 12 | 2004 | 15 | Vestas | V80-1.8 | 17 | 2 | 255.8
54904 | High Prairie Wind Farm II LLC | 56494 | Prairie Star Wind Farm | MN | Mower | HP2 | OP | Onshore Wind Turbine | WT | IPP Non-CHP | 2 | 100.6 | 100.6 | 100.6 | 12 | 2007 | 61 | Vestas | V82-1.65 | 16.4 | 2 | 265
17058 | Shell Wind Energy Inc. | 56495 | NedPower Mount Storm | WV | Grant | MS1 | OP | Onshore Wind Turbine | WT | IPP Non-CHP | 2 | 164 | 164 | 164 | 3 | 2008 | 82 | Gamesa | G80-2.0 | 18.3 | 1 | 255.9
17058 | Shell Wind Energy Inc. | 56495 | NedPower Mount Storm | WV | Grant | MS2 | OP | Onshore Wind Turbine | WT | IPP Non-CHP | 2 | 100 | 100 | 100 | 12 | 2008 | 50 | Gamesa | G80-2.0 | 18.3 | 1 | 255.9
12341 | MidAmerican Energy Co | 56501 | Pomeroy Wind Farm | IA | Pocahontas | PWF | OP | Onshore Wind Turbine | WT | Electric Utility | 1 | 123 | 123 | 123 | 12 | 2007 | 82 | GE | 1.5 SLE | 16.8 | 3 | 263
12341 | MidAmerican Energy Co | 56501 | Pomeroy Wind Farm | IA | Pocahontas | PWF2 | OP | Onshore Wind Turbine | WT | Electric Utility | 1 | 75 | 75 | 75 | 12 | 2007 | 50 | GE | 1.5 SLE | 16.8 | 3 | 263
12341 | MidAmerican Energy Co | 56501 | Pomeroy Wind Farm | IA | Pocahontas | PWF3 | OP | Onshore Wind Turbine | WT | Electric Utility | 1 | 58.5 | 58.5 | 58.5 | 12 | 2008 | 39 | GE | 1.5 SLE | 16.8 | 3 | 263
12341 | MidAmerican Energy Co | 56501 | Pomeroy Wind Farm | IA | Pocahontas | PWF4 | OP | Onshore Wind Turbine | WT | Electric Utility | 1 | 29.9 | 29.9 | 29.9 | 8 | 2011 | 13 | Siemens | SWT-2.3-101 | 16.8 | 3 | 262.4
49893 | Invenergy Services LLC | 56506 | Scurry County Wind LP | TX | Scurry | SCW | OP | Onshore Wind Turbine | WT | IPP Non-CHP | 2 | 130.5 | 130.5 | 130.5 | 5 | 2007 | 87 | GE | 1.5 SLE | 18.6 | 2 | 263
55734 | Cow Branch Wind Power, LLC | 56536 | Cow Branch | MO | Atchison | 1 | OP | Onshore Wind Turbine | WT | IPP Non-CHP | 2 | 50.4 | 50.4 | 50.4 | 4 | 2008 | 24 | Suzlon | S88-2100 | 17 | 2 | 262.4
55735 | CR Clearing, LLC | 56537 | Conception | MO | Nodaway | 1 | OP | Onshore Wind Turbine | WT | IPP Non-CHP | 2 | 50.4 | 50.4 | 50.4 | 4 | 2008 | 24 | Suzlon | S88-2100 | 16 | 2 | 262.4
55736 | Loess Hills Wind Farm LLC | 56538 | Loess Hills | MO | Atchison | 1 | OP | Onshore Wind Turbine | WT | IPP Non-CHP | 2 | 5 | 5 | 5 | 2 | 2008 | 4 | Suzlon | S64-1250 | 13.2 | 2 | 244.4
62005 | Eastridge Wind Project | 56543 | Eastridge Wind Project | MN | Murray | 1 | OP | Onshore Wind Turbine | WT | IPP Non-CHP | 2 | 10.4 | 10.4 | 10.4 | 4 | 2006 | 8 | Suzlon | S64-950 | 17 | 3 | 213
62007 | Windom Wind Project | 56544 | Windom Wind Project | MN | Cottonwood | 1 | OP | Onshore Wind Turbine | WT | IPP Non-CHP | 2 | 15.6 | 15.6 | 15.6 | 3 | 2006 | 12 | Suzlon | S64-1250 | 17 | 2 | 213
55737 | Wind Capital Holdings, LLC | 56555 | Bluegrass Ridge | MO | Gentry | 1 | OP | Onshore Wind Turbine | WT | IPP Non-CHP | 2 | 56.7 | 56.7 | 56.7 | 6 | 2007 | 27 | Suzlon | S88-2100 | 16 | 2 | 262.4
55835 | Exelon Wind 4, LLC | 56560 | EXC Wind 4 | TX | Hansford | JDW4 | OP | Onshore Wind Turbine | WT | IPP Non-CHP | 2 | 79.8 | 79.8 | 79.8 | 1 | 2008 | 38 | Suzlon | S88-2100 | 19.1 | 2 | 262.4
55834 | Exelon Wind 5, LLC | 56561 | EXC Wind 5 | TX | Sherman | JDW5 | OP | Onshore Wind Turbine | WT | IPP Non-CHP | 2 | 10 | 10 | 10 | 11 | 2006 | 8 | Suzlon | S64-1250 | 20 | 2 | 244.4
55833 | Exelon Wind 6, LLC | 56562 | EXC Wind 6 | TX | Sherman | JDW6 | OP | Onshore Wind Turbine | WT | IPP Non-CHP | 2 | 10 | 10 | 10 | 1 | 2007 | 8 | Suzlon | S64-1250 | 20 | 2 | 244.4
55785 | FPL Peetz Table Wind Energy | 56563 | Peetz Table Wind Energy | CO | Logan | GE | OP | Onshore Wind Turbine | WT | IPP Non-CHP | 2 | 199.5 | 199.5 | 199.5 | 9 | 2007 | 133 | GE | 1.5 SLE | 19 | 2 | 262.5
2770 | Terra-Gen Operating Co-Wind | 56570 | Terra-Gen VG Wind LLC | CA | Kern | WGNS | OP | Onshore Wind Turbine | WT | IPP Non-CHP | 2 | 7.4 | 7.4 | 7.4 | 1 | 1984 | 10 | Zond | Z-50 | 22.4 | 1 | 180
54799 | FPL Energy Oliver County Wind II LLC | 56573 | FPL Energy Oliver Wind II LLC | ND | Oliver | 2 | OP | Onshore Wind Turbine | WT | IPP Non-CHP | 2 | 48 | 48 | 48 | 12 | 2007 | 32 | GE | 1.5 S | 19 | 2 | 262.5
59155 | First Wind O&M, LLC | 56575 | Steel Winds Wind Farm | NY | Erie | 1 | OP | Onshore Wind Turbine | WT | IPP Non-CHP | 2 | 20 | 20 | 20 | 6 | 2007 | 8 | Clipper | Liberty C96 | 19 | 2 | 262.4
55832 | Shane's Wind Machine LLC | 56577 | Shane's Wind Machine | MN | Pipestone | 1 | OP | Onshore Wind Turbine | WT | IPP Non-CHP | 2 | 1.3 | 1.3 | 1.3 | 7 | 2006 | 1 | Suzlon | S88-2100 | 16.8 | 2 | 262.4
56689 | RENEW Energy Inc | 56578 | Roadrunner I LLC | MN | Lincoln | 1 | OP | Onshore Wind Turbine | WT | IPP Non-CHP | 2 | 1.3 | 1.3 | 1.3 | 5 | 2006 | 1 | Suzlon | S64-1250 | 16.8 | 2 | 244.4
56689 | RENEW Energy Inc | 56579 | Windy Dog I LLC | MN | Lincoln | 1 | OP | Onshore Wind Turbine | WT | IPP Non-CHP | 2 | 1.3 | 1.3 | 1.3 | 5 | 2006 | 1 | Suzlon | S64-1250 | 16.8 | 2 | 244.4
56807 | Moore 1 | 56580 | Blue Breezes LLC | MN | Faribault | 1 | OP | Onshore Wind Turbine | WT | IPP Non-CHP | 2 | 1.3 | 1.3 | 1.3 | 5 | 2006 | 1 | Suzlon | S64-1250 | 17 | 2 | 244.4
56807 | Moore 1 | 56581 | Blue Breezes II LLC | MN | Faribault | 1 | OP | Onshore Wind Turbine | WT | IPP Non-CHP | 2 | 1.3 | 1.3 | 1.3 | 5 | 2006 | 1 | Suzlon | S64-1250 | 17 | 2 | 244.4
56689 | RENEW Energy Inc | 56582 | Breezy Bucks II LLC | MN | Lincoln | 1 | OP | Onshore Wind Turbine | WT | IPP Non-CHP | 2 | 1.3 | 1.3 | 1.3 | 5 | 2006 | 1 | Suzlon | S64-1250 | 16.8 | 2 | 244.4
56689 | RENEW Energy Inc | 56583 | Salty Dog I LLC | MN | Lincoln | 1 | OP | Onshore Wind Turbine | WT | IPP Non-CHP | 2 | 1.3 | 1.3 | 1.3 | 5 | 2006 | 1 | Suzlon | S64-1250 | 16.8 | 2 | 244.4
56689 | RENEW Energy Inc | 56584 | Salty Dog II LLC | MN | Lincoln | 1 | OP | Onshore Wind Turbine | WT | IPP Non-CHP | 2 | 1.3 | 1.3 | 1.3 | 5 | 2006 | 1 | Suzlon | S64-1250 | 16.8 | 2 | 244.4
56689 | RENEW Energy Inc | 56585 | Wallys Wind Farm LLC | MN | Lincoln | 1 | OP | Onshore Wind Turbine | WT | IPP Non-CHP | 2 | 1.3 | 1.3 | 1.3 | 5 | 2006 | 1 | Suzlon | S64-1250 | 16.8 | 2 | 244.4
60661 | Midwest Power Partners LLC | 56586 | Sunset Breeze LLC | MN | Nobles | 1 | OP | Onshore Wind Turbine | WT | IPP Non-CHP | 2 | 1.3 | 1.3 | 1.3 | 5 | 2006 | 1 | Suzlon | S64-1250 | 17.9 | 2 | 244.4
60661 | Midwest Power Partners LLC | 56587 | Minnesota Breeze LLC | MN | Nobles | 1 | OP | Onshore Wind Turbine | WT | IPP Non-CHP | 2 | 1.3 | 1.3 | 1.3 | 5 | 2006 | 1 | Suzlon | S64-1250 | 17.9 | 2 | 244.4
60661 | Midwest Power Partners LLC | 56588 | G Flow Wind LLC | MN | Nobles | 1 | OP | Onshore Wind Turbine | WT | IPP Non-CHP | 2 | 1.3 | 1.3 | 1.3 | 5 | 2006 | 1 | Suzlon | S64-1250 | 17.9 | 2 | 244.4
60661 | Midwest Power Partners LLC | 56589 | Wolf Wind Enterprises LLC | MN | Nobles | 1 | OP | Onshore Wind Turbine | WT | IPP Non-CHP | 2 | 1.3 | 1.3 | 1.3 | 5 | 2006 | 1 | Suzlon | S64-1250 | 17.9 | 2 | 244.4
60661 | Midwest Power Partners LLC | 56590 | Green Acres Breeze LLC | MN | Nobles | 1 | OP | Onshore Wind Turbine | WT | IPP Non-CHP | 2 | 1.3 | 1.3 | 1.3 | 5 | 2006 | 1 | Suzlon | S64-1250 | 17.9 | 2 | 244.4
61185 | Cycle Power Partners | 56591 | Horseshoe Bend Wind Park | MT | Cascade | HBWP | OP | Onshore Wind Turbine | WT | IPP Non-CHP | 2 | 9 | 9 | 9 | 2 | 2006 | 6 | GE | 1.5 SLE | 19 | 2 | 262.5
56215 | E ON Climate Renewables N America LLC | 56592 | Champion Wind Farm LLC | TX | Nolan | CH1 | OP | Onshore Wind Turbine | WT | IPP Non-CHP | 2 | 126.5 | 126.5 | 126.5 | 2 | 2008 | 55 | Siemens | SWT-2.3-93 | 18.6 | 2 | 262.4
56215 | E ON Climate Renewables N America LLC | 56593 | Roscoe Wind Farm LLC | TX | Nolan | RO1 | OP | Onshore Wind Turbine | WT | IPP Non-CHP | 2 | 209 | 209 | 209 | 2 | 2008 | 209 | Mitsubishi | MWT-1000A | 18.3 | 2 | 226.4
56215 | E ON Climate Renewables N America LLC | 56594 | Munnsville Wind Farm LLC | NY | Madison | MU1 | OP | Onshore Wind Turbine | WT | IPP Non-CHP | 2 | 34.5 | 34.5 | 34.5 | 10 | 2007 | 23 | GE | 1.5 SLE | 15.9 | 2 | 262.4
56689 | RENEW Energy Inc | 56595 | Breezy Bucks I LLC | MN | Lincoln | 1 | OP | Onshore Wind Turbine | WT | IPP Non-CHP | 2 | 1.3 | 1.3 | 1.3 | 5 | 2006 | 1 | Suzlon | S64-1250 | 16.8 | 2 | 244.4
55847 | Snyder Wind Farm LLC | 56602 | Snyder Wind Farm | TX | Scurry | SNY1 | OP | Onshore Wind Turbine | WT | IPP Non-CHP | 2 | 63 | 63 | 63 | 12 | 2007 | 21 | Vestas | V90-3.0 | 24 | 2 | 328
55799 | FPL Energy Langdon Wind LLC | 56605 | Langdon Renewables, LLC | ND | Cavalier | GE15 | OP | Onshore Wind Turbine | WT | IPP Non-CHP | 2 | 118.5 | 118.5 | 118.5 | 12 | 2007 | 106 | GE | 1.5 SLE | 19 | 2 | 262.5
1307 | Basin Electric Power Coop | 56607 | Prairie Winds ND1 | ND | Ward | ND1 | OP | Onshore Wind Turbine | WT | Electric Utility | 1 | 115.5 | 115.5 | 115.5 | 12 | 2009 | 77 | GE | 1.5 SLE | 22.4 | 2 | 262.5
1307 | Basin Electric Power Coop | 56608 | Prairie Winds SD1 | SD | Jerauld | SD1 | OP | Onshore Wind Turbine | WT | Electric Utility | 1 | 150 | 150 | 150 | 2 | 2011 | 100 | GE | 1.5 SLE | 22.4 | 2 | 262.5
1307 | Basin Electric Power Coop | 56608 | Prairie Winds SD1 | SD | Jerauld | SD2 | OP | Onshore Wind Turbine | WT | Electric Utility | 1 | 10.5 | 10.5 | 10.5 | 2 | 2011 | 7 | GE | 1.5 SLE | 22.4 | 2 | 262.5
1307 | Basin Electric Power Coop | 56608 | Prairie Winds SD1 | SD | Jerauld | SD3 | OP | Onshore Wind Turbine | WT | Electric Utility | 1 | 1.5 | 1.5 | 1.5 | 2 | 2011 | 1 | GE | 1.5 SLE | 22.4 | 2 | 262.5
55862 | Logan Wind Energy LLC | 56613 | Logan Wind Energy | CO | Logan | 1 | OP | Onshore Wind Turbine | WT | IPP Non-CHP | 2 | 201 | 201 | 201 | 10 | 2007 | 134 | GE | 1.5 SLE | 19 | 2 | 262.5
55866 | Old Trail Wind Farm LLC | 56614 | Old Trail Wind Farm | IL | McLean | 2 | OP | Onshore Wind Turbine | WT | IPP Non-CHP | 2 | 198 | 198 | 198 | 12 | 2007 | 120 | Vestas | V82-1.65 | 19 | 2 | 262
57170 | EDF Renewable Asset Holdings, Inc. | 56617 | Fenton Wind Farm | MN | Murray | 1 | OP | Onshore Wind Turbine | WT | IPP Non-CHP | 2 | 205.5 | 205.5 | 205.5 | 9 | 2007 | 137 | GE | 1.5 SLE | 19 | 2 | 262.4
55868 | Noble Wind Operations LLC | 56618 | Noble Clinton Windpark LLC | NY | Clinton | 1 | OP | Onshore Wind Turbine | WT | IPP Non-CHP | 2 | 100.5 | 100.5 | 100.5 | 5 | 2008 | 67 | GE | 1.5 SLE | 19 | 2 | 262
55868 | Noble Wind Operations LLC | 56619 | Noble Ellenburg Windpark LLC | NY | Clinton | 1 | OP | Onshore Wind Turbine | WT | IPP Non-CHP | 2 | 81 | 81 | 81 | 5 | 2008 | 54 | GE | 1.5 SLE | 19 | 2 | 262
55868 | Noble Wind Operations LLC | 56620 | Noble Bliss Windpark LLC | NY | Wyoming | 1 | OP | Onshore Wind Turbine | WT | IPP Non-CHP | 2 | 100.5 | 100.5 | 100.5 | 5 | 2008 | 67 | GE | 1.5 SLE | 19 | 2 | 262
59883 | NRG Energy Gas & Wind Holdings Inc | 56621 | Sleeping Bear LLC | OK | Harper | 1 | OP | Onshore Wind Turbine | WT | IPP Non-CHP | 2 | 94.5 | 94.5 | 94.5 | 10 | 2007 | 45 | Suzlon | S88-2100 | 19 | 2 | 262.4
15399 | Avangrid Renewables LLC | 56622 | Providence Heights Wind LLC | IL | Bureau | 1 | OP | Onshore Wind Turbine | WT | IPP Non-CHP | 2 | 72 | 72 | 72 | 8 | 2008 | 36 | Gamesa | G87-2.0 | 17 | 2 | 255
55880 | Telocaset Wind Power Partners | 56623 | Elkhorn Valley Wind Farm | OR | Union | EH1 | OP | Onshore Wind Turbine | WT | IPP Non-CHP | 2 | 100.7 | 100.7 | 100.7 | 12 | 2007 | 61 | Vestas | V82-1.65 | 17 | 2 | 240
57158 | Ewington Wind Project | 56624 | BC Energy LLC | MN | Jackson | 1 | OP | Onshore Wind Turbine | WT | IPP Non-CHP | 2 | 4 | 4 | 4 | 1 | 2008 | 2 | Suzlon | S88-2100 | 17.8 | 2 | 262.4
57158 | Ewington Wind Project | 56625 | KC Energy LLC | MN | Jackson | 1 | OP | Onshore Wind Turbine | WT | IPP Non-CHP | 2 | 4 | 4 | 4 | 1 | 2008 | 2 | Suzlon | S88-2100 | 17.8 | 2 | 262.4
57158 | Ewington Wind Project | 56626 | K&D Energy LLC | MN | Jackson | 1 | OP | Onshore Wind Turbine | WT | IPP Non-CHP | 2 | 4 | 4 | 4 | 1 | 2008 | 2 | Suzlon | S88-2100 | 17.8 | 2 | 262.4
57158 | Ewington Wind Project | 56627 | KSS Turbines LLC | MN | Jackson | 1 | OP | Onshore Wind Turbine | WT | IPP Non-CHP | 2 | 4 | 4 | 4 | 1 | 2008 | 2 | Suzlon | S88-2100 | 17.8 | 2 | 262.4
56805 | Exelon Wind LLC | 56628 | Prairie Wind Power LLC | MN | Jackson | 1 | OP | Onshore Wind Turbine | WT | IPP Non-CHP | 2 | 4 | 4 | 4 | 1 | 2008 | 2 | Suzlon | S88-2100 | 17.8 | 2 | 262.4
12647 | ALLETE, Inc. | 56630 | Taconite Ridge 1 Wind Energy Center | MN | St Louis | 1 | OP | Onshore Wind Turbine | WT | Electric Utility | 1 | 25 | 25 | 25 | 5 | 2008 | 10 | Clipper | Liberty C96 | 20 | 2 | 262.4
59155 | First Wind O&M, LLC | 56633 | Dutch Hill Wind Project | NY | Steuben | 1 | OP | Onshore Wind Turbine | WT | IPP Non-CHP | 2 | 37.5 | 37.5 | 37.5 | 1 | 2009 | 15 | Clipper | Liberty C96 | 19 | 2 | 262.4
59155 | First Wind O&M, LLC | 56634 | Cohocton Wind Project | NY | Steuben | 1 | OP | Onshore Wind Turbine | WT | IPP Non-CHP | 2 | 87.5 | 87.5 | 87.5 | 1 | 2009 | 35 | Clipper | Liberty C96 | 19 | 2 | 262.4
55873 | Harvest Windfarm, LLC | 56635 | Harvest | MI | Huron | 1 | OP | Onshore Wind Turbine | WT | IPP Non-CHP | 2 | 52.8 | 52.8 | 52.8 | 1 | 2008 | 32 | Vestas | V82-1.65 | 15.6 | 2 | 262.4
55891 | Hot Springs Windfarm, LLC | 56636 | Mountain Home | ID | Elmore | 1 | OP | Onshore Wind Turbine | WT | IPP Non-CHP | 2 | 21 | 21 | 21 | 5 | 2008 | 10 | Suzlon | S88-2100 | 14.7 | 2 | 262.4
55890 | Bennett Creek Windfarm LLC | 56637 | Bennett Creek Windfarm LLC - Mountain Home | ID | Elmore | 1 | OP | Onshore Wind Turbine | WT | IPP Non-CHP | 2 | 21 | 21 | 21 | 7 | 2008 | 10 | Suzlon | S88-2100 | 14.7 | 2 | 262.4
19740 | AES Wind Generation Inc | 56638 | Buffalo Gap 3 Wind Farm | TX | Nolan | GEN1 | OP | Onshore Wind Turbine | WT | IPP Non-CHP | 2 | 170.2 | 170.2 | 170.2 | 8 | 2008 | 74 | Siemens | SWT-1.3-62 | 17 | 1 | 262
55931 | Orion Energy Group LLC | 56640 | Camp Grove Wind Farm | IL | Stark | 1 | OP | Onshore Wind Turbine | WT | IPP Non-CHP | 2 | 150 | 150 | 150 | 12 | 2007 | 100 | GE | 1.5 SLE | 20 | 2 | 262
49893 | Invenergy Services LLC | 56644 | Stanton Wind Energy LLC | TX | Martin | 1 | OP | Onshore Wind Turbine | WT | IPP Non-CHP | 2 | 120 | 120 | 120 | 2 | 2008 | 80 | GE | 1.5 SLE | 17.4 | 2 | 263
55901 | Osceola Windpower LLC | 56645 | Osceola Windpower LLC | IA | Osceola | CL25 | OP | Onshore Wind Turbine | WT | IPP Non-CHP | 2 | 100 | 100 | 100 | 7 | 2008 | 40 | Clipper | Liberty C96 | 19 | 2 | 262.4
5906 | EDF Renewable Services Inc | 56646 | Chandler Hills Wind Farm | MN | Murray | 1 | OP | Onshore Wind Turbine | WT | IPP Non-CHP | 2 | 2 | 2 | 2 | 1 | 1999 | 3 | Vestas | V47-660 | 22.4 | 2 | 213.3
56484 | Butler Ridge Wind Energy Center | 56647 | Butler Ridge | WI | Dodge | 1 | OP | Onshore Wind Turbine | WT | IPP Non-CHP | 2 | 54 | 54 | 54 | 2 | 2009 | 36 | GE | 1.5 XLE | 16.8 | 3 | 262.5
58353 | NextEra Energy Majestic Wind | 56648 | Majestic 1 Wind Farm | TX | Carson | 1 | OP | Onshore Wind Turbine | WT | IPP Non-CHP | 2 | 79.5 | 79.5 | 79.5 | 1 | 2009 | 53 | GE | 1.5 SLE | 19 | 2 | 262.5
55397 | NRG Energy Inc | 56649 | South Trent Wind Farm | TX | Nolan | 1 | OP | Onshore Wind Turbine | WT | IPP Non-CHP | 2 | 101.2 | 101.2 | 101.2 | 1 | 2009 | 44 | Siemens | SWT-2.3-93 | 20 | 2 | 240
59102 | Wessington Wind | 56650 | Wessington Springs | SD | Jerauld | 1 | OP | Onshore Wind Turbine | WT | IPP Non-CHP | 2 | 51 | 51 | 51 | 2 | 2009 | 34 | GE | 1.5 SLE | 19 | 2 | 262.5
56385 | Duke Energy DEGS North Allegheny | 56651 | North Allegheny Windpower Project | PA | Blair | 1 | OP | Onshore Wind Turbine | WT | IPP Non-CHP | 2 | 70 | 70 | 70 | 9 | 2009 | 35 | Gamesa | G87-2.0 | 14.9 | 2 | 272
56545 | Pattern Operators LP | 56654 | Hatchet Ridge Wind Project | CA | Shasta | 1 | OP | Onshore Wind Turbine | WT | IPP Non-CHP | 2 | 101.2 | 101.2 | 101.2 | 12 | 2010 | 44 | Siemens | SWT-2.3-93 | 19 | 2 | 262.4
56951 | Michigan Wind 2, LLC | 56659 | Michigan Wind 2 | MI | Sanilac | 1 | OP | Onshore Wind Turbine | WT | IPP Non-CHP | 2 | 90 | 90 | 90 | 12 | 2011 | 50 | Vestas | V100-1.8 | 16.3 | 3 | 311.7
56545 | Pattern Operators LP | 56661 | Pattern Gulf Wind | TX | Kenedy | 1 | OP | Onshore Wind Turbine | WT | IPP Non-CHP | 2 | 283.2 | 283.2 | 283.2 | 12 | 2008 | 118 | Mitsubishi | MWT-95/2.4 | 19 | 2 | 262.4
55918 | Acciona Wind Energy USA LLC | 56665 | Dempsey Ridge Wind Farm | OK | Roger Mills | DR | OP | Onshore Wind Turbine | WT | IPP Non-CHP | 2 | 132 | 132 | 132 | 5 | 2012 | 66 | Gamesa | G90-2.0 | 24.6 | 2 | 255.9
14354 | PacifiCorp | 56666 | Goodnoe Hills | WA | Klickitat | 1 | OP | Onshore Wind Turbine | WT | Electric Utility | 1 | 94 | 94 | 94 | 6 | 2008 | 47 | REpower | MM92 | 19 | 2 | 262
55918 | Acciona Wind Energy USA LLC | 56669 | Tatanka Wind Power LLC | ND | Dickey | TW1 | OP | Onshore Wind Turbine | WT | IPP Non-CHP | 2 | 180 | 180 | 180 | 1 | 2008 | 120 | Acciona | AW77/1500 | 18.8 | 2 | 262.4
55918 | Acciona Wind Energy USA LLC | 56670 | Velva Windfarm LLC | ND | McHenry | VW1 | OP | Onshore Wind Turbine | WT | IPP Non-CHP | 2 | 11.9 | 11.9 | 11.9 | 12 | 2005 | 18 | Vestas | V47-660 | 19 | 2 | 215
55922 | Whirlwind Energy LLC | 56673 | Whirlwind Energy Center | TX | Floyd | WEC | OP | Onshore Wind Turbine | WT | IPP Non-CHP | 2 | 59.8 | 57 | 57 | 12 | 2007 | 26 | Siemens | SWT-2.3-93 | 17.7 | 2 | 262.4
12341 | MidAmerican Energy Co | 56677 | Charles City Wind Farm | IA | Floyd | CCWF | OP | Onshore Wind Turbine | WT | Electric Utility | 1 | 75 | 75 | 75 | 4 | 2008 | 50 | GE | 1.6-87 | 16.8 | 3 | 263
55931 | Orion Energy Group LLC | 56679 | Benton County Wind Farm | IN | Benton | 1 | OP | Onshore Wind Turbine | WT | IPP Non-CHP | 2 | 130.5 | 130.5 | 130.5 | 5 | 2008 | 87 | GE | 1.5 SLE | 20 | 2 | 262
59883 | NRG Energy Gas & Wind Holdings Inc | 56699 | Forward Windpower LLC | PA | Somerset | 1 | OP | Onshore Wind Turbine | WT | IPP Non-CHP | 2 | 29.4 | 29.4 | 29.4 | 4 | 2008 | 14 | Suzlon | S88-2100 | 19 | 2 | 262.4
59883 | NRG Energy Gas & Wind Holdings Inc | 56700 | Lookout Windpower LLC | PA | Somerset | 1 | OP | Onshore Wind Turbine | WT | IPP Non-CHP | 2 | 37.8 | 37.8 | 37.8 | 10 | 2008 | 18 | Suzlon | S88-2100 | 19 | 2 | 262.4
19281 | Turlock Irrigation District | 56702 | Tuolumne Wind Project | WA | Klickitat | WPT1 | OP | Onshore Wind Turbine | WT | Electric Utility | 1 | 136.3 | 136.3 | 136.3 | 5 | 2009 | 62 | Siemens | SWT-2.3-93 | 16.5 | 3 | 262.4
56689 | RENEW Energy Inc | 56709 | Christoffer Wind Energy I LLC | MN | Jackson | 1 | OP | Onshore Wind Turbine | WT | IPP Non-CHP | 2 | 2.1 | 2.1 | 2.1 | 2 | 2008 | 1 | Suzlon | S88-2100 | 17.8 | 2 | 262.4
56689 | RENEW Energy Inc | 56710 | Christoffer Wind Energy II LLC | MN | Jackson | 1 | OP | Onshore Wind Turbine | WT | IPP Non-CHP | 2 | 2.1 | 2.1 | 2.1 | 2 | 2008 | 1 | Suzlon | S88-2100 | 17.8 | 2 | 262.4
56689 | RENEW Energy Inc | 56711 | Christoffer Wind Energy III LLC | MN | Jackson | 1 | OP | Onshore Wind Turbine | WT | IPP Non-CHP | 2 | 2.1 | 2.1 | 2.1 | 2 | 2008 | 1 | Suzlon | S88-2100 | 17.8 | 2 | 262.4
56689 | RENEW Energy Inc | 56712 | Christoffer Wind Energy IV LLC | MN | Jackson | 1 | OP | Onshore Wind Turbine | WT | IPP Non-CHP | 2 | 2.1 | 2.1 | 2.1 | 2 | 2008 | 1 | Suzlon | S88-2100 | 17.8 | 2 | 262.4
59883 | NRG Energy Gas & Wind Holdings Inc | 56750 | Jeffers Wind 20 LLC | MN | Cottonwood | 1 | OP | Onshore Wind Turbine | WT | IPP Non-CHP | 2 | 50 | 50 | 50 | 10 | 2008 | 20 | Clipper | Liberty C96 | 19 | 2 | 262.4
59883 | NRG Energy Gas & Wind Holdings Inc | 56751 | Spanish Fork Wind Park 2 LLC | UT | Utah | 1 | OP | Onshore Wind Turbine | WT | IPP Non-CHP | 2 | 18.9 | 18.9 | 18.9 | 7 | 2008 | 9 | Suzlon | S88-2100 | 19 | 2 | 262.4
59883 | NRG Energy Gas & Wind Holdings Inc | 56752 | Mountain Wind Power LLC | WY | Uinta | 1 | OP | Onshore Wind Turbine | WT | IPP Non-CHP | 2 | 61 | 61 | 61 | 7 | 2008 | 29 | Suzlon | S88-2100 | 19 | 2 | 262.4
59883 | NRG Energy Gas & Wind Holdings Inc | 56753 | Mountain Wind Power II LLC | WY | Uinta | 1 | OP | Onshore Wind Turbine | WT | IPP Non-CHP | 2 | 80 | 80 | 80 | 9 | 2008 | 38 | Suzlon | S88-2100 | 19 | 2 | 262.4
59883 | NRG Energy Gas & Wind Holdings Inc | 56754 | Goat Wind LP | TX | Sterling | 1 | OP | Onshore Wind Turbine | WT | IPP Non-CHP | 2 | 80 | 80 | 80 | 4 | 2008 | 80 | Mitsubishi | MWT-1000A | 19 | 2 | 226
59883 | NRG Energy Gas & Wind Holdings Inc | 56754 | Goat Wind LP | TX | Sterling | 2 | OP | Onshore Wind Turbine | WT | IPP Non-CHP | 2 | 69.6 | 69.6 | 69.6 | 6 | 2009 | 29 | Mitsubishi | MWT-95/2.4 | 19 | 2 | 262.4
59883 | NRG Energy Gas & Wind Holdings Inc | 56755 | Odin Wind Farm LLC | MN | Cottonwood | 1 | OP | Onshore Wind Turbine | WT | IPP Non-CHP | 2 | 20 | 20 | 20 | 5 | 2008 | 10 | Suzlon | S88-2100 | 19 | 2 | 262.4
55958 | Capricorn Ridge Wind LLC | 56763 | Capricorn Ridge Wind LLC | TX | Sterling | 1 | OP | Onshore Wind Turbine | WT | IPP Non-CHP | 2 | 149.5 | 149.5 | 149.5 | 11 | 2007 | 65 | GE | 1.5 SLE | 19 | 2 | 262.4
55958 | Capricorn Ridge Wind LLC | 56763 | Capricorn Ridge Wind LLC | TX | Sterling | 2 | OP | Onshore Wind Turbine | WT | IPP Non-CHP | 2 | 214.5 | 214.5 | 214.5 | 11 | 2007 | 143 | Siemens | SWT-2.3-82 | 19 | 2 | 262.4
55958 | Capricorn Ridge Wind LLC | 56763 | Capricorn Ridge Wind LLC | TX | Sterling | 3 | OP | Onshore Wind Turbine | WT | IPP Non-CHP | 2 | 186 | 186 | 186 | 4 | 2008 | 124 | GE | 1.5 SLE | 19 | 2 | 262.4
55958 | Capricorn Ridge Wind LLC | 56763 | Capricorn Ridge Wind LLC | TX | Sterling | 4 | OP | Onshore Wind Turbine | WT | IPP Non-CHP | 2 | 112.5 | 112.5 | 112.5 | 5 | 2008 | 75 | GE | 1.5 SLE | 19 | 2 | 262.4
15399 | Avangrid Renewables LLC | 56764 | Winnebago Wind Power Project | IA | Winnebago | 1 | OP | Onshore Wind Turbine | WT | IPP Non-CHP | 2 | 20 | 20 | 20 | 9 | 2008 | 10 | Gamesa | G87-2.0 | 17.1 | 2 | 262
15399 | Avangrid Renewables LLC | 56765 | Barton Windpower LLC | IA | Worth | 1 | OP | Onshore Wind Turbine | WT | IPP Non-CHP | 2 | 28 | 28 | 28 | 6 | 2009 | 14 | Gamesa | G87-2.0 | 16.3 | 2 | 255
15399 | Avangrid Renewables LLC | 56765 | Barton Windpower LLC | IA | Worth | 2 | OP | Onshore Wind Turbine | WT | IPP Non-CHP | 2 | 132 | 132 | 132 | 6 | 2009 | 66 | Gamesa | G87-2.0 | 16.3 | 2 | 255
15399 | Avangrid Renewables LLC | 56767 | Farmers City Wind LLC | MO | Atchison | 1 | OP | Onshore Wind Turbine | WT | IPP Non-CHP | 2 | 146 | 146 | 146 | 4 | 2009 | 73 | Gamesa | G87-2.0 | 18.6 | 2 | 255
15399 | Avangrid Renewables LLC | 56770 | Locust Ridge II LLC | PA | Schuylkill | 1 | OP | Onshore Wind Turbine | WT | IPP Non-CHP | 2 | 102 | 102 | 102 | 5 | 2009 | 51 | Gamesa | G87-2.0 | 16.3 | 2 | 255
62076 | Silver Star I Power Partners LLC | 56771 | Silver Star I Wind Power Project | TX | Erath | 1 | OP | Onshore Wind Turbine | WT | IPP Non-CHP | 2 | 60 | 60 | 60 | 9 | 2008 | 24 | Clipper | Liberty C96 | 19 | 2 | 262.4
49893 | Invenergy Services LLC | 56773 | McAdoo Wind Energy LLC | TX | Dickens | 1 | OP | Onshore Wind Turbine | WT | IPP Non-CHP | 2 | 150 | 150 | 150 | 9 | 2008 | 100 | GE | 1.5 SLE | 19.5 | 2 | 263
49893 | Invenergy Services LLC | 56774 | Turkey Track Wind Energy LLC | TX | Nolan | 1 | OP | Onshore Wind Turbine | WT | IPP Non-CHP | 2 | 169.5 | 169.5 | 169.5 | 11 | 2008 | 113 | GE | 1.5 SLE | 17.4 | 2 | 263
49893 | Invenergy Services LLC | 56775 | Scurry County Wind II | TX | Scurry | 1 | OP | Onshore Wind Turbine | WT | IPP Non-CHP | 2 | 120 | 120 | 120 | 12 | 2007 | 80 | GE | 1.5 SLE | 18.6 | 2 | 263
49893 | Invenergy Services LLC | 56776 | Gunsight Mountain Wind Energy LLC | TX | Howard | 1 | OP | Onshore Wind Turbine | WT | IPP Non-CHP | 2 | 120 | 120 | 120 | 6 | 2016 | 67 | GE | 1.79-100 | 17.9 | 2 | 262.4
55963 | AE Power Services LLC | 56777 | Fowler Ridge Wind Farm LLC | IN | Benton | FIA | OP | Onshore Wind Turbine | WT | IPP Non-CHP | 2 | 201.3 | 201.3 | 201.3 | 3 | 2009 | 122 | Vestas | V82-1.65 | 19 | 2 | 262.4
55963 | AE Power Services LLC | 56777 | Fowler Ridge Wind Farm LLC | IN | Benton | FIB | OP | Onshore Wind Turbine | WT | IPP Non-CHP | 2 | 100 | 100 | 100 | 3 | 2009 | 40 | Clipper | Liberty C96 | 19 | 2 | 262.4
55963 | AE Power Services LLC | 56777 | Fowler Ridge Wind Farm LLC | IN | Benton | FII | OP | Onshore Wind Turbine | WT | IPP Non-CHP | 2 | 200 | 200 | 200 | 12 | 2009 | 133 | GE | 1.5 SLE | 19 | 2 | 262.4
55963 | AE Power Services LLC | 56777 | Fowler Ridge Wind Farm LLC | IN | Benton | FIII | OP | Onshore Wind Turbine | WT | IPP Non-CHP | 2 | 99 | 99 | 99 | 2 | 2009 | 60 | Vestas | V82-1.65 | 19 | 2 | 262.4
55963 | AE Power Services LLC | 56779 | Sherbino I Wind Farm | TX | Pecos | 1 | OP | Onshore Wind Turbine | WT | IPP Non-CHP | 2 | 150 | 150 | 150 | 10 | 2008 | 50 | Vestas | V90-3.0 | 19 | 2 | 262.4
12199 | Montana-Dakota Utilities Co | 56782 | Diamond Willow Wind Facility | MT | Fallon | DIAW | OP | Onshore Wind Turbine | WT | Electric Utility | 1 | 30 | 30 | 30 | 12 | 2007 | 20 | GE | 1.5 SLE | 12 | 2 | 262.5
55981 | Elbow Creek Wind Project LLC | 56783 | Elbow Creek Wind Project LLC | TX | Howard | 1 | OP | Onshore Wind Turbine | WT | IPP Non-CHP | 2 | 121.9 | 121.9 | 121.9 | 12 | 2008 | 53 | Siemens | SWT-2.3-93 | 27 | 2 | 240
55990 | Cloud County Windfarm, LLC | 56784 | Cloud County Wind Farm | KS | Cloud | 1 | OP | Onshore Wind Turbine | WT | IPP Non-CHP | 2 | 105 | 105 | 105 | 12 | 2008 | 35 | Vestas | V90-3.0 | 18.3 | 2 | 262
55990 | Cloud County Windfarm, LLC | 56784 | Cloud County Wind Farm | KS | Cloud | 2 | OP | Onshore Wind Turbine | WT | IPP Non-CHP | 2 | 96 | 96 | 96 | 12 | 2008 | 32 | Vestas | V90-3.0 | 17.6 | 2 | 262
15399 | Avangrid Renewables LLC | 56789 | Pebble Springs Wind LLC | OR | Gilliam | 1 | OP | Onshore Wind Turbine | WT | IPP Non-CHP | 2 | 98.7 | 98.7 | 98.7 | 1 | 2009 | 47 | Suzlon | S52 | 14.3 | 4 | 259
15399 | Avangrid Renewables LLC | 56790 | Hay Canyon Wind Power LLC | OR | Sherman | 1 | OP | Onshore Wind Turbine | WT | IPP Non-CHP | 2 | 100.8 | 100.8 | 100.8 | 2 | 2009 | 48 | Suzlon | S88-2100 | 16 | 2 | 259
15399 | Avangrid Renewables LLC | 56791 | Dillon Wind LLC | CA | Riverside | 1 | OP | Onshore Wind Turbine | WT | IPP Non-CHP | 2 | 45 | 45 | 45 | 4 | 2008 | 30 | Mitsubishi | MWT-62/1.0 | 17 | 2 | 226
15399 | Avangrid Renewables LLC | 56792 | Buffalo Ridge I LLC | SD | Brookings | 1 | OP | Onshore Wind Turbine | WT | IPP Non-CHP | 2 | 50.4 | 50.4 | 50.4 | 4 | 2009 | 24 | Suzlon | S88-2100 | 17.9 | 2 | 262.4
15399 | Avangrid Renewables LLC | 56793 | Elm Creek Wind LLC | MN | Jackson | 1 | OP | Onshore Wind Turbine | WT | IPP Non-CHP | 2 | 99 | 99 | 99 | 12 | 2008 | 66 | GE | 1.5 SLE | 15.5 | 2 | 262
15399 | Avangrid Renewables LLC | 56794 | Moraine II Wind LLC | MN | Pipestone | 1 | OP | Onshore Wind Turbine | WT | IPP Non-CHP | 2 | 49.5 | 49.5 | 49.5 | 2 | 2009 | 33 | GE | 1.5 SLE | 16.1 | 2 | 269
15399 | Avangrid Renewables LLC | 56795 | Penascal Wind Power LLC | TX | Kenedy | 1 | OP | Onshore Wind Turbine | WT | IPP Non-CHP | 2 | 201.6 | 201.6 | 201.6 | 4 | 2009 | 84 | Mitsubishi | MWT-92/2.4 | 17.3 | 2 | 269
15399 | Avangrid Renewables LLC | 56796 | South Chestnut LLC | PA | Fayette | 1 | OP | Onshore Wind Turbine | WT | IPP Non-CHP | 2 | 50.4 | 50.4 | 50.4 | 4 | 2012 | 23 | Gamesa | G90-2.0 | 15.8 | 2 | 255
55992 | Pioneer Prairie Wind Farm I, LLC | 56797 | Pioneer Prairie Wind Farm | IA | Mitchell | 1 | OP | Onshore Wind Turbine | WT | IPP Non-CHP | 2 | 300 | 300 | 300 | 10 | 2008 | 182 | Vestas | V82-1.65 | 15.8 | 2 | 265
8797 | Hull Municipal Light Plant | 56800 | Hull Wind II | MA | Plymouth | HW2 | OP | Onshore Wind Turbine | WT | Electric Utility | 1 | 1.8 | 1.8 | 1.8 | 5 | 2006 | 1 | Vestas | V80-1.8 | 12 | 1 | 220
55918 | Acciona Wind Energy USA LLC | 56804 | Red Hills Wind Project LLC | OK | Roger Mills | RH | OP | Onshore Wind Turbine | WT | IPP Non-CHP | 2 | 123 | 123 | 123 | 12 | 2008 | 82 | Acciona | AW77/1500 | 19 | 2 | 262.4
55918 | Acciona Wind Energy USA LLC | 56805 | EcoGrove Wind LLC | IL | Stephenson | 1 | OP | Onshore Wind Turbine | WT | IPP Non-CHP | 2 | 100.5 | 100.5 | 100.5 | 7 | 2009 | 67 | Acciona | AW82/1500 | 16.8 | 3 | 262.4
12341 | MidAmerican Energy Co | 56809 | Carroll Wind Farm | IA | Carroll | CWF | OP | Onshore Wind Turbine | WT | Electric Utility | 1 | 150 | 150 | 150 | 12 | 2008 | 100 | GE | 1.5 SLE | 16.8 | 3 | 263
12341 | MidAmerican Energy Co | 56810 | Adair Wind Farm | IA | Adair | AWF | OP | Onshore Wind Turbine | WT | Electric Utility | 1 | 174.8 | 174.8 | 174.8 | 12 | 2008 | 76 | Siemens | SWT-2.3-93 | 16.8 | 3 | 262.4
12341 | MidAmerican Energy Co | 56811 | Walnut Wind Farm | IA | Pottawattamie | WWF | OP | Onshore Wind Turbine | WT | Electric Utility | 1 | 153 | 153 | 153 | 12 | 2008 | 102 | GE | 1.5 SLE | 16.8 | 3 | 263
22500 | Westar Energy Inc | 56818 | Central Plains Wind Farm | KS | Wichita | 1 | OP | Onshore Wind Turbine | WT | Electric Utility | 1 | 99 | 99 | 99 | 3 | 2009 | 33 | Vestas | V90-3.0 | 19.7 | 1 | 262.4
22500 | Westar Energy Inc | 56819 | Flat Ridge Wind Farm | KS | Barber | 1 | OP | Onshore Wind Turbine | WT | Electric Utility | 1 | 50 | 50 | 50 | 2 | 2009 | 20 | Clipper | Liberty C96 | 19 | 2 | 262.4
56033 | Hackberry Wind LLC | 56823 | Hackberry Wind Farm | TX | Shackelford | HWFG1 | OP | Onshore Wind Turbine | WT | IPP Non-CHP | 2 | 165.6 | 162.3 | 162.3 | 12 | 2008 | 72 | Siemens | SWT-2.3-93 | 15.6 | 2 | 262.4
56806 | Marshall Wind | 56824 | Marshall Wind 2 LLC | MN | Lyon | 1 | OP | Onshore Wind Turbine | WT | IPP Non-CHP | 2 | 4.2 | 4.2 | 4.2 | 12 | 2007 | 2 | Suzlon | S88-2100 | 18.6 | 2 | 262.4
56806 | Marshall Wind | 56825 | Marshall Wind 3 LLC | MN | Lyon | 1 | OP | Onshore Wind Turbine | WT | IPP Non-CHP | 2 | 4.2 | 4.2 | 4.2 | 12 | 2007 | 2 | Suzlon | S88-2100 | 18.6 | 2 | 262.4
56806 | Marshall Wind | 56826 | Marshall Wind 4 LLC | MN | Lyon | 1 | OP | Onshore Wind Turbine | WT | IPP Non-CHP | 2 | 4.2 | 4.2 | 4.2 | 12 | 2007 | 2 | Suzlon | S88-2100 | 18.6 | 2 | 262.4
56806 | Marshall Wind | 56827 | Marshall Wind 5 LLC | MN | Lyon | 1 | OP | Onshore Wind Turbine | WT | IPP Non-CHP | 2 | 2.1 | 2.1 | 2.1 | 12 | 2007 | 1 | Suzlon | S88-2100 | 18.6 | 2 | 262.4
56806 | Marshall Wind | 56828 | Marshall Wind 6 LLC | MN | Lyon | 1 | OP | Onshore Wind Turbine | WT | IPP Non-CHP | 2 | 2.1 | 2.1 | 2.1 | 12 | 2007 | 1 | Suzlon | S88-2100 | 18.6 | 2 | 262.4
61191 | Helix Maine Wind Development, LLC | 56829 | Kibby Wind Facility | ME | Franklin | 1 | OP | Onshore Wind Turbine | WT | IPP Non-CHP | 2 | 66 | 66 | 66 | 10 | 2009 | 22 | Vestas | V90-3.0 | 22.4 | 1 | 262
61191 | Helix Maine Wind Development, LLC | 56829 | Kibby Wind Facility | ME | Franklin | 2 | OP | Onshore Wind Turbine | WT | IPP Non-CHP | 2 | 66 | 66 | 66 | 10 | 2010 | 22 | Vestas | V90-3.0 | 22.4 | 1 | 262
20860 | Wisconsin Public Service Corp | 56831 | Crane Creek Wind Energy Center | IA | Howard | 1 | OP | Onshore Wind Turbine | WT | Electric Utility | 1 | 99 | 20.8 | 42.9 | 12 | 2009 | 66 | GE | 1.5 SLE | 17.8 | 2 | 262
56046 | High Plains Wind Power LLC | 56834 | High Plains | TX | Carson | 1 | OP | Onshore Wind Turbine | WT | IPP Non-CHP | 2 | 10 | 10 | 10 | 4 | 2008 | 8 | Suzlon | S64-1250 | 19.7 | 2 | 244.4
56045 | Exelon Wind 11, LLC | 56835 | EXC Wind 11 | TX | Moore | 1 | OP | Onshore Wind Turbine | WT | IPP Non-CHP | 2 | 10 | 10 | 10 | 5 | 2008 | 8 | Suzlon | S64-1250 | 18.1 | 2 | 244.4
56044 | Exelon Wind 10, LLC | 56836 | EXC Wind 10 | TX | Moore | 1 | OP | Onshore Wind Turbine | WT | IPP Non-CHP | 2 | 10 | 10 | 10 | 5 | 2008 | 8 | Suzlon | S64-1250 | 18.1 | 2 | 244.4
56043 | Exelon Wind 9, LLC | 56837 | EXC Wind 9 | TX | Moore | 1 | OP | Onshore Wind Turbine | WT | IPP Non-CHP | 2 | 10 | 10 | 10 | 4 | 2008 | 8 | Suzlon | S64-1250 | 18.1 | 2 | 241.1
56042 | Exelon Wind 8, LLC | 56838 | EXC Wind 8 | TX | Moore | 1 | OP | Onshore Wind Turbine | WT | IPP Non-CHP | 2 | 10 | 10 | 10 | 4 | 2008 | 8 | Suzlon | S64-1250 | 18.1 | 2 | 241.1
56041 | Exelon Wind 7, LLC | 56839 | EXC Wind 7 | TX | Moore | 1 | OP | Onshore Wind Turbine | WT | IPP Non-CHP | 2 | 10 | 10 | 10 | 4 | 2008 | 8 | Suzlon | S64-1250 | 18.1 | 2 | 244.4
56806 | Marshall Wind | 56840 | Marshall Wind 1 LLC | MN | Lyon | 1 | OP | Onshore Wind Turbine | WT | IPP Non-CHP | 2 | 2.1 | 2.1 | 2.1 | 12 | 2007 | 1 | Suzlon | S88-2100 | 18.6 | 2 | 262.4
14354 | PacifiCorp | 56841 | Glenrock | WY | Converse | 1 | OP | Onshore Wind Turbine | WT | Electric Utility | 1 | 99 | 99 | 99 | 12 | 2008 | 66 | GE | 1.5 SLE | 19 | 2 | 262
14354 | PacifiCorp | 56841 | Glenrock | WY | Converse | 2 | OP | Onshore Wind Turbine | WT | Electric Utility | 1 | 39 | 39 | 39 | 1 | 2009 | 26 | GE | 1.5 SLE | 19 | 2 | 262
14354 | PacifiCorp | 56842 | Rolling Hills | WY | Converse | 1 | OP | Onshore Wind Turbine | WT | Electric Utility | 1 | 99 | 99 | 99 | 1 | 2009 | 66 | GE | 1.5 SLE | 19 | 2 | 262
14354 | PacifiCorp | 56843 | Seven Mile Hill | WY | Carbon | 1 | OP | Onshore Wind Turbine | WT | Electric Utility | 1 | 99 | 99 | 99 | 12 | 2008 | 66 | GE | 1.5 SLE | 19 | 2 | 262
14354 | PacifiCorp | 56843 | Seven Mile Hill | WY | Carbon | 2 | OP | Onshore Wind Turbine | WT | Electric Utility | 1 | 19.5 | 19.5 | 19.5 | 12 | 2008 | 13 | GE | 1.5 SLE | 19 | 2 | 262
56073 | Wheat Field Wind Power Project LLC | 56854 | Wheat Field Wind Power Project | OR | Gilliam | GEN1 | OP | Onshore Wind Turbine | WT | IPP Non-CHP | 2 | 97 | 96.6 | 96.6 | 2 | 2009 | 46 | Suzlon | S88-2100 | 19 | 2 | 262.5
56074 | Arlington Wind Power Project LLC | 56855 | Arlington Wind Power Project | OR | Gilliam | GEN1 | OP | Onshore Wind Turbine | WT | IPP Non-CHP | 2 | 103 | 102.9 | 102.9 | 12 | 2008 | 49 | Suzlon | S88-2100 | 19 | 2 | 262.5
56075 | Rail Splitter Wind Farm LLC | 56856 | Rail Splitter Wind Farm | IL | Tazewell | GEN1 | OP | Onshore Wind Turbine | WT | IPP Non-CHP | 2 | 100.5 | 100.5 | 100.5 | 8 | 2009 | 67 | GE | 1.5 SLE | 19 | 2 | 262
56072 | Marble River, LLC | 56857 | Marble River Wind Farm | NY | Clinton | GEN1 | OP | Onshore Wind Turbine | WT | IPP Non-CHP | 2 | 215 | 215 | 215 | 11 | 2012 | 70 | Vestas | V112-3.0 | 19 | 2 | 308
56071 | Sagebrush Power Partners, LLC | 56858 | Sagebrush Power Partners | WA | Kittitas | GEN1 | OP | Onshore Wind Turbine | WT | IPP Non-CHP | 2 | 100.7 | 100.7 | 100.7 | 11 | 2010 | 61 | Suzlon | S88-2100 | 17 | 2 | 246
59883 | NRG Energy Gas & Wind Holdings Inc | 56859 | Crosswind Energy Project | IA | Palo Alto | 1 | OP | Onshore Wind Turbine | WT | IPP Non-CHP | 2 | 21 | 21 | 21 | 6 | 2007 | 10 | Suzlon | S88-2100 | 19 | 2 | 262.4
59883 | NRG Energy Gas & Wind Holdings Inc | 56860 | Hardin Hilltop Wind LLC | IA | Greene | 1 | OP | Onshore Wind Turbine | WT | IPP Non-CHP | 2 | 14.7 | 14.7 | 14.7 | 5 | 2007 | 7 | Suzlon | S88-2100 | 19 | 2 | 262.4
57170 | EDF Renewable Asset Holdings, Inc. | 56874 | Shiloh Wind Project 2 LLC | CA | Solano | TBD | OP | Onshore Wind Turbine | WT | IPP Non-CHP | 2 | 150 | 150 | 150 | 1 | 2009 | 75 | Senvion | MM92 | 19 | 2 | 262.4
57170 | EDF Renewable Asset Holdings, Inc. | 56876 | Wapsipinicon Wind Project | MN | Mower | TBD | OP | Onshore Wind Turbine | WT | IPP Non-CHP | 2 | 100.5 | 100.5 | 100.5 | 2 | 2009 | 67 | GE | 1.5 SLE | 19 | 2 | 262.4
57170 | EDF Renewable Asset Holdings, Inc. | 56878 | Hoosier Wind Project LLC | IN | Benton | TBD | OP | Onshore Wind Turbine | WT | IPP Non-CHP | 2 | 106 | 106 | 106 | 11 | 2009 | 50 | Senvion | MM92 | 19 | 2 | 257.5
55963 | AE Power Services LLC | 56879 | Flat Ridge Wind Energy LLC | KS | Barber | 1 | OP | Onshore Wind Turbine | WT | IPP Non-CHP | 2 | 49.7 | 49.7 | 49.7 | 3 | 2009 | 20 | Clipper | Liberty C96 | 19 | 2 | 262.4
55868 | Noble Wind Operations LLC | 56901 | Noble Altona Windpark LLC | NY | Clinton | 1 | OP | Onshore Wind Turbine | WT | IPP Non-CHP | 2 | 97.5 | 97.5 | 97.5 | 4 | 2009 | 65 | GE | 1.5 SLE | 19 | 2 | 262
55868 | Noble Wind Operations LLC | 56902 | Noble Wethersfield Windpark LLC | NY | Wyoming | 1 | OP | Onshore Wind Turbine | WT | IPP Non-CHP | 2 | 126 | 126 | 126 | 4 | 2009 | 84 | GE | 1.5 SLE | 19 | 2 | 262
55868 | Noble Wind Operations LLC | 56904 | Noble Chateaugay Windpark LLC | NY | Franklin | 1 | OP | Onshore Wind Turbine | WT | IPP Non-CHP | 2 | 106.5 | 106.5 | 106.5 | 4 | 2009 | 71 | GE | 1.5 SLE | 19 | 2 | 262
61671 | Great Plains Windpark Legacy LLC | 56905 | Great Plains Windpark LLC | TX | Hansford | 1 | OP | Onshore Wind Turbine | WT | IPP Non-CHP | 2 | 114 | 114 | 114 | 1 | 2009 | 76 | GE | 1.5 SLE | 19 | 2 | 262
55799 | FPL Energy Langdon Wind LLC | 56912 | Langdon Wind II LLC | ND | Cavalier | GE15 | OP | Onshore Wind Turbine | WT | IPP Non-CHP | 2 | 40.5 | 40.5 | 40.5 | 9 | 2008 | 27 | GE | 1.5 SLE | 19 | 2 | 262.5
56121 | Osceola Windpower II | 56913 | Osceola Windpower II | IA | Osceola | CL25 | OP | Onshore Wind Turbine | WT | IPP Non-CHP | 2 | 50 | 50 | 50 | 9 | 2008 | 20 | Clipper | Liberty C96 | 19 | 2 | 262.4
56122 | FPL Energy Ashtabula Wind LLC | 56919 | FPL Energy Ashtabula Wind LLC | ND | Barnes | GE15 | OP | Onshore Wind Turbine | WT | IPP Non-CHP | 2 | 148.5 | 148.5 | 148.5 | 12 | 2008 | 99 | GE | 1.5 SLE | 19 | 2 | 262.5
56215 | E ON Climate Renewables N America LLC | 56920 | EC&R Panther Creek Wind Farm I | TX | Howard | 1 | OP | Onshore Wind Turbine | WT | IPP Non-CHP | 2 | 142.5 | 142.5 | 142.5 | 7 | 2008 | 95 | GE | 1.5 SLE | 18.8 | 2 | 262.4
56215 | E ON Climate Renewables N America LLC | 56921 | EC&R Panther Creek Wind Farm II | TX | Glasscock | 1 | OP | Onshore Wind Turbine | WT | IPP Non-CHP | 2 | 115.5 | 115.5 | 115.5 | 12 | 2008 | 77 | GE | 1.5 SLE | 18.1 | 2 | 262.4
56123 | FPL Energy Crystal Lake Wind LLC | 56923 | FPL Energy Crystal Lake Wind LLC | IA | Hancock | GE15 | OP | Onshore Wind Turbine | WT | IPP Non-CHP | 2 | 150 | 150 | 150 | 12 | 2008 | 100 | GE | 1.5 S | 19 | 2 | 262.5
56119 | FPL Energy Story Wind LLC | 56924 | FPL Energy Story Wind LLC | IA | Story | GE15 | OP | Onshore Wind Turbine | WT | IPP Non-CHP | 2 | 150 | 150 | 150 | 12 | 2008 | 100 | GE | 1.5 SLE | 19 | 2 | 262.5
56124 | FPL Energy Crystal Lake Wind II LLC | 56925 | FPL Energy Crystal Lake Wind II LLC | IA | Hancock | CL25 | OP | Onshore Wind Turbine | WT | IPP Non-CHP | 2 | 200 | 200 | 200 | 1 | 2009 | 80 | Clipper | Liberty C96 | 19 | 2 | 262.4
56159 | Threemile Canyon Wind I, LLC | 56933 | Threemile Canyon | OR | Morrow | 1 | OP | Onshore Wind Turbine | WT | IPP Non-CHP | 2 | 9.9 | 9.9 | 9.9 | 7 | 2009 | 6 | Vestas | V82-1.65 | 15.1 | 2 | 262.4
56158 | Cassia Wind Farm, LLC | 56934 | Cassia Wind | ID | Twin Falls | 1 | OP | Onshore Wind Turbine | WT | IPP Non-CHP | 2 | 10.5 | 10.5 | 10.5 | 3 | 2009 | 5 | Suzlon | S88-2100 | 15.4 | 2 | 262.4
56157 | Cassia Gulch Wind Park, LLC | 56935 | Cassia Gulch | ID | Twin Falls | 1 | OP | Onshore Wind Turbine | WT | IPP Non-CHP | 2 | 18.9 | 18.9 | 18.9 | 3 | 2009 | 9 | Suzlon | S88-2100 | 15.4 | 2 | 262.4
49893 | Invenergy Services LLC | 56941 | Grand Ridge Wind Energy Center | IL | LaSalle | 1 | OP | Onshore Wind Turbine | WT | IPP Non-CHP | 2 | 99 | 99 | 99 | 10 | 2008 | 66 | GE | 1.5 SLE | 18.3 | 2 | 263
49893 | Invenergy Services LLC | 56941 | Grand Ridge Wind Energy Center | IL | LaSalle | 2 | OP | Onshore Wind Turbine | WT | IPP Non-CHP | 2 | 51 | 51 | 51 | 12 | 2009 | 34 | GE | 1.5 SLE | 17.2 | 2 | 263
49893 | Invenergy Services LLC | 56941 | Grand Ridge Wind Energy Center | IL | LaSalle | 3 | OP | Onshore Wind Turbine | WT | IPP Non-CHP | 2 | 49.5 | 49.5 | 49.5 | 12 | 2009 | 33 | GE | 1.5 SLE | 17.2 | 2 | 263
49893 | Invenergy Services LLC | 56941 | Grand Ridge Wind Energy Center | IL | LaSalle | 4 | OP | Onshore Wind Turbine | WT | IPP Non-CHP | 2 | 10.5 | 10.5 | 10.5 | 12 | 2009 | 7 | GE | 1.5 SLE | 17.2 | 2 | 263
20860 | Wisconsin Public Service Corp | 56942 | Forward Wind Energy Center | WI | Dodge | 1 | OP | Onshore Wind Turbine | WT | IPP Non-CHP | 2 | 99 | 99 | 99 | 7 | 2008 | 86 | GE | 1.5 SLE | 17 | 2 | 263
20860 | Wisconsin Public Service Corp | 56942 | Forward Wind Energy Center | WI | Dodge | 2 | OP | Onshore Wind Turbine | WT | IPP Non-CHP | 2 | 30 | 30 | 30 | 5 | 2009 | 20 | GE | 1.5 SLE | 17 | 2 | 263
59883 | NRG Energy Gas & Wind Holdings Inc | 56945 | High Lonesome Mesa LLC | NM | Torrance | 1 | OP | Onshore Wind Turbine | WT | IPP Non-CHP | 2 | 100 | 100 | 100 | 7 | 2009 | 40 | Clipper | Liberty C96 | 19 | 2 | 262.4
59883 | NRG Energy Gas & Wind Holdings Inc | 56946 | Buffalo Bear LLC | OK | Harper | 1 | OP | Onshore Wind Turbine | WT | IPP Non-CHP | 2 | 18.9 | 18.9 | 18.9 | 12 | 2008 | 9 | Suzlon | S88-2100 | 19 | 2 | 262.4
59883 | NRG Energy Gas & Wind Holdings Inc | 56947 | Elkhorn Ridge Wind LLC | NE | Knox | 1 | OP | Onshore Wind Turbine | WT | IPP Non-CHP | 2 | 81 | 81 | 81 | 3 | 2009 | 27 | Vestas | V90-3.0 | 22 | 1 | 262.4
49893 | Invenergy Services LLC | 56952 | Willow Creek Energy Center | OR | Morrow | 1 | OP | Onshore Wind Turbine | WT | IPP Non-CHP | 2 | 72 | 72 | 72 | 1 | 2009 | 48 | GE | 1.5 SLE | 15.2 | 2 | 263
49893 | Invenergy Services LLC | 56953 | High Sheldon Wind Farm | NY | Wyoming | 1 | OP | Onshore Wind Turbine | WT | IPP Non-CHP | 2 | 112 | 112 | 112 | 2 | 2009 | 75 | GE | 1.5 SLE | 15 | 2 | 263
56222 | Bull Creek Wind LLC | 56956 | Bull Creek Wind | TX | Borden | 001 | OP | Onshore Wind Turbine | WT | IPP Non-CHP | 2 | 180 | 180 | 180 | 12 | 2008 | 180 | Mitsubishi | MWT-62/1.0 | 19 | 2 | 226
56273 | Duke Energy DEGS Ocotillo | 56959 | Ocotillo Windpower | TX | Howard | OWF | OP | Onshore Wind Turbine | WT | IPP Non-CHP | 2 | 58.8 | 58.8 | 58.8 | 9 | 2008 | 28 | Suzlon | S88-2100 | 14.9 | 2 | 272
56271 | Duke Energy DEGS Happy Jack | 56960 | Happy Jack Windpower Project | WY | Laramie | HJW01 | OP | Onshore Wind Turbine | WT | IPP Non-CHP | 2 | 29.4 | 29.4 | 29.4 | 8 | 2008 | 14 | Suzlon | S88-2100 | 16.6 | 2 | 272
56272 | Duke Energy DEGS Notrees | 56961 | Notrees Windpower | TX | Ector | GE | OP | Onshore Wind Turbine | WT | IPP Non-CHP | 2 | 60 | 60 | 60 | 4 | 2009 | 40 | GE | 1.5 SLE | 15 | 2 | 272
56272 | Duke Energy DEGS Notrees | 56961 | Notrees Windpower | TX | Ector | VESTA | OP | Onshore Wind Turbine | WT | IPP Non-CHP | 2 | 92.5 | 92.5 | 92.5 | 4 | 2009 | 56 | Vestas | V82-1.65 | 15.8 | 2 | 272
56804 | Echo 3 | 56967 | Butter Creek Power LLC | OR | Umatilla | 1 | OP | Onshore Wind Turbine | WT | IPP Non-CHP | 2 | 5 | 5 | 5 | 6 | 2009 | 3 | Vestas | V82-1.65 | 15.4 | 2 | 262.4
56804 | Echo 3 | 56968 | Big Top LLC | OR | Morrow | 1 | OP | Onshore Wind Turbine | WT | IPP Non-CHP | 2 | 1.7 | 1.7 | 1.7 | 6 | 2009 | 1 | Vestas | V82-1.65 | 15.4 | 2 | 262.4
56803 | Echo 2 | 56969 | Four Corners Windfarm LLC | OR | Umatilla | 1 | OP | Onshore Wind Turbine | WT | IPP Non-CHP | 2 | 10 | 10 | 10 | 6 | 2009 | 5 | REpower | MM92 | 15.4 | 2 | 257.5
56803 | Echo 2 | 56970 | Four Mile Canyon Windfarm LLC | OR | Morrow | 1 | OP | Onshore Wind Turbine | WT | IPP Non-CHP | 2 | 10 | 10 | 10 | 6 | 2009 | 5 | REpower | MM92 | 15.4 | 2 | 257.5
56802 | Echo 1 | 56971 | Oregon Trail Windfarm LLC | OR | Umatilla | 1 | OP | Onshore Wind Turbine | WT | IPP Non-CHP | 2 | 9.9 | 9.9 | 9.9 | 6 | 2009 | 6 | Vestas | V82-1.65 | 15.4 | 2 | 262.4
56802 | Echo 1 | 56972 | Pacific Canyon Windfarm LLC | OR | Morrow | 1 | OP | Onshore Wind Turbine | WT | IPP Non-CHP | 2 | 8.3 | 8.3 | 8.3 | 6 | 2009 | 5 | Vestas | V82-1.65 | 15.4 | 2 | 262.4
56802 | Echo 1 | 56973 | Sand Ranch Windfarm LLC | OR | Morrow | 1 | OP | Onshore Wind Turbine | WT | IPP Non-CHP | 2 | 9.9 | 9.9 | 9.9 | 6 | 2009 | 6 | Vestas | V82-1.65 | 15.4 | 2 | 262.4
56804 | Echo 3 | 56974 | Wagon Trail LLC | OR | Morrow | 1 | OP | Onshore Wind Turbine | WT | IPP Non-CHP | 2 | 3.3 | 3.3 | 3.3 | 6 | 2009 | 2 | Vestas | V82-1.65 | 15.4 | 2 | 262.4
56802 | Echo 1 | 56975 | Ward Butte Windfarm LLC | OR | Umatilla | 1 | OP | Onshore Wind Turbine | WT | IPP Non-CHP | 2 | 6.6 | 6.6 | 6.6 | 6 | 2009 | 4 | Vestas | V82-1.65 | 15.4 | 2 | 262.4
56215 | E ON Climate Renewables N America LLC | 56979 | EC&R Panther Creek Wind Farm III | TX | Sterling | 1 | OP | Onshore Wind Turbine | WT | IPP Non-CHP | 2 | 199.5 | 199.5 | 199.5 | 8 | 2009 | 133 | GE | 1.5 SLE | 18.1 | 2 | 262.4
56215 | E ON Climate Renewables N America LLC | 56980 | Stony Creek Wind Farm LLC | PA | Somerset | 1 | OP | Onshore Wind Turbine | WT | IPP Non-CHP | 2 | 52.5 | 52.5 | 52.5 | 11 | 2009 | 35 | GE | 1.5 SLE | 17.4 | 2 | 262.4
56215 | E ON Climate Renewables N America LLC | 56981 | Pyron Wind Farm LLC | TX | Fisher | 1 | OP | Onshore Wind Turbine | WT | IPP Non-CHP | 2 | 249 | 249 | 249 | 2 | 2009 | 166 | GE | 1.5 SLE | 18.8 | 2 | 262.4
56215 | E ON Climate Renewables N America LLC | 56983 | EC&R Papalote Creek I LLC | TX | San Patricio | 1 | OP | Onshore Wind Turbine | WT | IPP Non-CHP | 2 | 180 | 180 | 180 | 9 | 2009 | 109 | Vestas | V82-1.65 | 17.4 | 2 | 262.4
56215 | E ON Climate Renewables N America LLC | 56984 | Inadale Wind Farm LLC | TX | Nolan | 1 | OP | Onshore Wind Turbine | WT | IPP Non-CHP | 2 | 197 | 197 | 197 | 9 | 2009 | 197 | Mitsubishi | MWT-1000A | 18.1 | 2 | 226.4
56285 | Smoky Hills Wind Project II LLC | 56985 | Smoky Hills Wind Project Phase II | KS | Lincoln | SMKII | OP | Onshore Wind Turbine | WT | IPP Non-CHP | 2 | 148.5 | 148.5 | 148.5 | 11 | 2008 | 99 | GE | 1.5 SE | 24 | 1 | 264
59155 | First Wind O&M, LLC | 56989 | Stetson Wind I | ME | Washington | 1 | OP | Onshore Wind Turbine | WT | IPP Non-CHP | 2 | 57 | 57 | 57 | 1 | 2009 | 38 | GE | 1.5 SLE | 19 | 2 | 262.4
59155 | First Wind O&M, LLC | 56990 | Rollins Wind Project | ME | Penobscot | 1 | OP | Onshore Wind Turbine | WT | IPP Non-CHP | 2 | 60 | 60 | 60 | 7 | 2011 | 40 | GE | 1.5 SLE | 19 | 2 | 262.4
59155 | First Wind O&M, LLC | 56991 | Stetson Wind II | ME | Washington | 1 | OP | Onshore Wind Turbine | WT | IPP Non-CHP | 2 | 25.5 | 25.5 | 25.5 | 3 | 2010 | 17 | GE | 1.5 SLE | 19 | 2 | 262.4
13781 | Northern States Power Co - Minnesota | 56994 | Grand Meadow | MN | Mower | WND67 | OP | Onshore Wind Turbine | WT | Electric Utility | 1 | 100.5 | 100.5 | 100.5 | 12 | 2008 | 67 | GE | 1.5 SLE | 18 | 2 | 262
60453 | Novatus Energy | 57002 | Oakfield Wind Project | ME | Aroostook | 1 | OP | Onshore Wind Turbine | WT | IPP Non-CHP | 2 | 148 | 148 | 148 | 10 | 2015 | 48 | Vestas | V112-3.0 | 12.9 | 1 | 277
14232 | Otter Tail Power Co | 57031 | Luverne Wind Farm | ND | Steele | 1 | OP | Onshore Wind Turbine | WT | Electric Utility | 1 | 49.5 | 49.5 | 49.5 | 9 | 2009 | 33 | GE | 1.5 XLE | 16 | 3 | 260
14232 | Otter Tail Power Co | 57032 | Ashtabula Wind Energy Center | ND | Barnes | 1 | OP | Onshore Wind Turbine | WT | Electric Utility | 1 | 48 | 48 | 48 | 10 | 2008 | 32 | GE | 1.5 SLE | 16 | 3 | 260
14232 | Otter Tail Power Co | 57033 | Langdon Wind Energy Center | ND | Cavalier | 1 | OP | Onshore Wind Turbine | WT | Electric Utility | 1 | 40.5 | 40.5 | 40.5 | 12 | 2007 | 27 | GE | 1.5 SLE | 16 | 3 | 260
12647 | ALLETE, Inc. | 57038 | Bison I Wind Energy Center | ND | Morton | PHS1 | OP | Onshore Wind Turbine | WT | Electric Utility | 1 | 36.8 | 36.8 | 36.8 | 12 | 2010 | 16 | Siemens | SWT-2.3-101 | 19.9 | 2 | 262.4
12647 | ALLETE, Inc. | 57038 | Bison I Wind Energy Center | ND | Morton | PHS2 | OP | Onshore Wind Turbine | WT | Electric Utility | 1 | 45 | 45 | 45 | 1 | 2012 | 15 | Siemens | SWT-2.3-101 | 19.9 | 2 | 262.4
14354 | PacifiCorp | 57039 | McFadden Ridge | WY | Albany | 1 | OP | Onshore Wind Turbine | WT | Electric Utility | 1 | 28.5 | 28.5 | 28.5 | 10 | 2009 | 19 | GE | 1.5 SLE | 19 | 2 | 262
14354 | PacifiCorp | 57040 | High Plains | WY | Albany | 1 | OP | Onshore Wind Turbine | WT | Electric Utility | 1 | 99 | 99 | 99 | 9 | 2009 | 66 | GE | 1.5 SLE | 19 | 2 | 262
59496 | Allete Clean Energy | 57044 | Armenia Mountain Wind Farm | PA | Tioga | 1 | OP | Onshore Wind Turbine | WT | IPP Non-CHP | 2 | 100.5 | 100.5 | 100.5 | 12 | 2009 | 67 | GE | 1.5 SLE | 19 | 2 | 262
55963 | AE Power Services LLC | 57045 | Rolling Thunder Wind Farm | SD | Hand | 1 | OP | Onshore Wind Turbine | WT | IPP Non-CHP | 2 | 25 | 25 | 25 | 11 | 2009 | 10 | Clipper | Liberty C89 | 22.4 | 1 | 262.4
13781 | Northern States Power Co - Minnesota | 57047 | Nobles Wind Project | MN | Nobles | 1 | OP | Onshore Wind Turbine | WT | Electric Utility | 1 | 201 | 200 | 200 | 12 | 2010 | 134 | GE | 1.5 SLE | 18 | 2 | 262
56365 | NaturEner Glacier Wind Energy 1 LLC | 57049 | NaturEner Glacier Wind Energy 1 | MT | Toole | NGW1 | OP | Onshore Wind Turbine | WT | IPP Non-CHP | 2 | 106.5 | 104.2 | 104.2 | 10 | 2008 | 71 | Acciona | AW77/1500 | 17 | 2 | 262
56366 | NaturEner Glacier Wind Energy 2 LLC | 57050 | NaturEner Glacier Wind Energy 2 | MT | Toole | NGW2 | OP | Onshore Wind Turbine | WT | IPP Non-CHP | 2 | 103.5 | 101.4 | 101.4 | 11 | 2009 | 69 | Acciona | AW77/1500 | 17 | 2 | 262
59155 | First Wind O&M, LLC | 57078 | Steel Winds II | NY | Erie | 1 | OP | Onshore Wind Turbine | WT | IPP Non-CHP | 2 | 15 | 15 | 15 | 1 | 2012 | 6 | Clipper | Liberty C96 | 19 | 2 | 262.4
61219 | Longroad Energy Services LLC | 57079 | Milford Wind Corridor I LLC | UT | Beaver | 1 | OP | Onshore Wind Turbine | WT | IPP Non-CHP | 2 | 203.5 | 203.5 | 203.5 | 9 | 2009 | 97 | GE | 1.5 XLE | 19 | 3 | 262.4
59155 | First Wind O&M, LLC | 57080 | Sheffield Wind | VT | Caledonia | 1 | OP | Onshore Wind Turbine | WT | IPP Non-CHP | 2 | 40 | 40 | 40 | 10 | 2011 | 16 | Clipper | Liberty C93 | 18 | 2 | 262.4
59155 | First Wind O&M, LLC | 57082 | Kaheawa Wind Power II LLC | HI | Maui | 1 | OP | Onshore Wind Turbine | WT | IPP Non-CHP | 2 | 21 | 21 | 21 | 6 | 2012 | 14 | GE | 1.5 SE | 22 | 1 | 212
59155 | First Wind O&M, LLC | 57083 | Bull Hill Wind Project | ME | Hancock | 1 | OP | Onshore Wind Turbine | WT | IPP Non-CHP | 2 | 34.5 | 34.5 | 34.5 | 10 | 2012 | 19 | Vestas | V100-1.8 | 17 | 3 | 312
59155 | First Wind O&M, LLC | 57087 | Kahuku Wind Power LLC | HI | Honolulu | 1 | OP | Onshore Wind Turbine | WT | IPP Non-CHP | 2 | 30 | 30 | 30 | 3 | 2011 | 12 | Clipper | Liberty C96 | 19 | 2 | 262.4
56378 | Duke Energy DEGS Campbell Hill | 57090 | Campbell Hill Windpower | WY | Converse | CHWF | OP | Onshore Wind Turbine | WT | IPP Non-CHP | 2 | 99 | 99 | 99 | 12 | 2009 | 66 | GE | 1.5 SLE | 15 | 2 | 272
56377 | Duke Energy DEGS Silver Sage Wndpwr LLC | 57091 | Silver Sage Windpower | WY | Laramie | SSW01 | OP | Onshore Wind Turbine | WT | IPP Non-CHP | 2 | 42 | 42 | 42 | 10 | 2009 | 20 | Suzlon | S88-2100 | 17.5 | 2 | 272
56394 | Chevron USA | 57093 | Casper Wind Farm | WY | Natrona | CWGT | OP | Onshore Wind Turbine | WT | IPP Non-CHP | 2 | 17 | 17 | 17 | 12 | 2009 | 11 | GE | 1.5 SLE | 20 | 2 | 262.5
15399 | Avangrid Renewables LLC | 57094 | Streator Cayuga Ridge South | IL | Livingston | 1 | OP | Onshore Wind Turbine | WT | IPP Non-CHP | 2 | 300 | 300 | 300 | 3 | 2010 | 150 | Gamesa | G87-2.0 | 15.5 | 2 | 255
15399 | Avangrid Renewables LLC | 57095 | Penascal II Wind Project LLC | TX | Kenedy | 1 | OP | Onshore Wind Turbine | WT | IPP Non-CHP | 2 | 201 | 201 | 201 | 3 | 2010 | 84 | Mitsubishi | MWT-92/2.4 | 17.4 | 2 | 269
15399 | Avangrid Renewables LLC | 57096 | Star Point Wind Project LLC | OR | Sherman | 1 | OP | Onshore Wind Turbine | WT | IPP Non-CHP | 2 | 98.7 | 98.7 | 98.7 | 2 | 2010 | 47 | Suzlon | S88-2100 | 15 | 2 | 259
15399 | Avangrid Renewables LLC | 57097 | Rugby Wind Power Project | ND | Pierce | 1 | OP | Onshore Wind Turbine | WT | IPP Non-CHP | 2 | 149 | 149 | 149 | 12 | 2009 | 71 | Suzlon | S88-2100 | 15.9 | 2 | 259
15399 | Avangrid Renewables LLC | 57098 | Dry Lake Wind LLC | AZ | Navajo | 1 | OP | Onshore Wind Turbine | WT | IPP Non-CHP | 2 | 63 | 63 | 63 | 9 | 2009 | 31 | Suzlon | S88-2100 | 13.7 | 2 | 259
56410 | Mesalands Community College | 57106 | Mesalands Comm College Wind Turbine | NM | Quay | 1 | OP | Onshore Wind Turbine | WT | Commercial Non-CHP | 4 | 1.5 | 1.5 | 1.5 | 12 | 2008 | 1 | GE | 1.5-77 | 15 | 2 | 262
56409 | Milford Wind Corridor Stage II LLC | 57107 | Milford Wind Corridor Stage II LLC | UT | Beaver | 1 | OP | Onshore Wind Turbine | WT | IPP Non-CHP | 2 | 102 | 102 | 102 | 5 | 2011 | 68 | GE | 1.5 SLE | 19 | 2 | 262
56416 | Blue Canyon Windpower V LLC | 57108 | Blue Canyon Windpower V LLC | OK | Caddo | GEN 1 | OP | Onshore Wind Turbine | WT | IPP Non-CHP | 2 | 99 | 99 | 99 | 10 | 2009 | 66 | GE | 1.5 SLE | 17.7 | 2 | 262
56417 | Meadow Lake Wind Farm LLC | 57109 | Meadow Lake Wind Farm LLC | IN | White | GEN 1 | OP | Onshore Wind Turbine | WT | IPP Non-CHP | 2 | 199.7 | 199.7 | 199.7 | 10 | 2009 | 121 | Vestas | V82-1.65 | 19 | 2 | 262
56418 | Blackstone Wind Farm LLC | 57110 | Blackstone Wind Farm LLC | IL | Livingston | GEN 1 | OP | Onshore Wind Turbine | WT | IPP Non-CHP | 2 | 102 | 102 | 102 | 10 | 2009 | 68 | GE | 1.5 SLE | 19 | 2 | 262
56419 | Lost Lakes Wind Farm LLC | 57111 | Lost Lakes Wind Farm LLC | IA | Dickinson | GEN 1 | OP | Onshore Wind Turbine | WT | IPP Non-CHP | 2 | 100 | 100 | 100 | 12 | 2009 | 61 | Vestas | V82-1.65 | 19 | 2 | 262
56420 | Meadow Lake Wind Farm II LLC | 57112 | Meadow Lake Wind Farm II LLC | IN | White | GEN1 | OP | Onshore Wind Turbine | WT | IPP Non-CHP | 2 | 99 | 99 | 99 | 8 | 2010 | 66 | Acciona | AW82/1500 | 17 | 2 | 262.4
56421 | Blackstone Wind Farm II LLC | 57113 | Blackstone Wind Farm II LLC | IL | Livingston | GEN 1 | OP | Onshore Wind Turbine | WT | IPP Non-CHP | 2 | 200 | 200 | 200 | 8 | 2010 | 132 | GE | 1.5 SLE | 19 | 2 | 262
56423 | Meadow Lake Wind Farm III LLC | 57115 | Meadow Lake Wind Farm III LLC | IN | White | GEN 1 | OP | Onshore Wind Turbine | WT | IPP Non-CHP | 2 | 103.5 | 103.5 | 103.5 | 9 | 2010 | 69 | GE | 1.5 SLE | 19 | 2 | 262
56424 | Quilt Block Wind Farm LLC | 57116 | Quilt Block Wind Farm LLC | WI | Lafayette | GEN 1 | OP | Onshore Wind Turbine | WT | IPP Non-CHP | 2 | 98 | 98 | 98 | 9 | 2017 | 49 | Vestas | V110-2.0 | 12 | 3 | 311
56246 | Greensburg Wind Farm, LLC | 57118 | Greensburg | KS | Kiowa | GEN 1 | OP | Onshore Wind Turbine | WT | IPP Non-CHP | 2 | 12.5 | 12.5 | 12.5 | 2 | 2010 | 10 | Suzlon | S64-1250 | 18.9 | 2 | 244.4
56415 | Wilton Wind II LLC | 57120 | Wilton Wind II LLC | ND | Burleigh | 1 | OP | Onshore Wind Turbine | WT | IPP Non-CHP | 2 | 49.5 | 49.5 | 49.5 | 11 | 2009 | 33 | GE | 1.5 XLE | 16.8 | 3 | 262.5
56414 | Ashtabula Wind II LLC | 57121 | Ashtabula Wind II LLC | ND | Steele | 1 | OP | Onshore Wind Turbine | WT | IPP Non-CHP | 2 | 120 | 120 | 120 | 10 | 2009 | 80 | GE | 1.5 XLE | 16.8 | 2 | 262.5
56592 | Idaho Wind Partners 1 LLC | 57124 | Payne's Ferry | ID | Twin Falls | PFWP | OP | Onshore Wind Turbine | WT | IPP Non-CHP | 2 | 21 | 21 | 21 | 12 | 2010 | 14 | GE | 1.5 XLE | 14.6 | 2 | 262.4
56592 | Idaho Wind Partners 1 LLC | 57125 | Camp Reed | ID | Elmore | CRWP | OP | Onshore Wind Turbine | WT | IPP Non-CHP | 2 | 22.5 | 22.5 | 22.5 | 12 | 2010 | 15 | GE | 1.5 XLE | 14.4 | 2 | 262.4
56592 | Idaho Wind Partners 1 LLC | 57126 | Yahoo Creek | ID | Twin Falls | YCWP | OP | Onshore Wind Turbine | WT | IPP Non-CHP | 2 | 21 | 21 | 21 | 12 | 2010 | 14 | GE | 1.5 XLE | 14.5 | 2 | 262.4
56439 | Beaver Ridge Wind LLC | 57130 | Beaver Ridge Wind | ME | Waldo | BR1 | OP | Onshore Wind Turbine | WT | IPP Non-CHP | 2 | 4.5 | 4.5 | 4.5 | 11 | 2008 | 3 | GE | 1.5 SLE | 19 | 2 | 262
56437 | Heritage Stoney Corners Wind Farm I LLC | 57131 | Stoney Corners Wind Farm | MI | Missaukee | SCWF1 | OP | Onshore Wind Turbine | WT | IPP Non-CHP | 2 | 60 | 59 | 59 | 12 | 2009 | 29 | Senvion | MM92 | 15.2 | 2 | 320
61975 | BlackRock Inc. | 57135 | Big Sky Wind LLC | IL | Bureau | 1 | OP | Onshore Wind Turbine | WT | IPP Non-CHP | 2 | 240 | 240 | 240 | 2 | 2011 | 114 | Suzlon | S88-2100 | 19 | 2 | 262.4
56475 | Tuana Springs Energy, LLC | 57136 | Tuana Springs | ID | Twin Falls | 1 | OP | Onshore Wind Turbine | WT | IPP Non-CHP | 2 | 16.8 | 16.8 | 16.8 | 5 | 2010 | 8 | Suzlon | S88-2100 | 15.4 | 2 | 262.4
56483 | Eurus Combine Hills II LLC | 57137 | Eurus Combine Hills Turbine Ranch 2 | OR | Umatilla | 1 | OP | Onshore Wind Turbine | WT | IPP Non-CHP | 2 | 63 | 63 | 63 | 1 | 2010 | 63 | Mitsubishi | MWT-62/1.0 | 19 | 2 | 226
61975 | BlackRock Inc. | 57139 | Highland Wind Project (PA) | PA | Cambria | 1 | OP | Onshore Wind Turbine | WT | IPP Non-CHP | 2 | 62.5 | 62.5 | 62.5 | 8 | 2009 | 25 | Nordex | N90/2500 | 22 | 1 | 262.4
49893 | Invenergy Services LLC | 57151 | Beech Ridge Energy LLC | WV | Greenbrier | GEN1 | OP | Onshore Wind Turbine | WT | IPP Non-CHP | 2 | 100.5 | 100.5 | 100.5 | 1 | 2010 | 67 | GE | 1.5 SLE | 17 | 2 | 263
56499 | Harvest Wind Project TIC | 57152 | Harvest Wind Project | WA | Klickitat | HWP1 | OP | Onshore Wind Turbine | WT | IPP Non-CHP | 2 | 98.9 | 98.9 | 98.9 | 12 | 2009 | 43 | Siemens | SWT-2.3-93 | 17.6 | 2 | 260
56506 | Langford Wind Power LLC | 57153 | Langford Wind Power | TX | Tom Green | 1 | OP | Onshore Wind Turbine | WT | IPP Non-CHP | 2 | 150 | 150 | 150 | 12 | 2009 | 100 | GE | 1.5 SLE | 18.2 | 2 | 262
15399 | Avangrid Renewables LLC | 57156 | Barton Chapel Wind Farm | TX | Jack | BC | OP | Onshore Wind Turbine | WT | IPP Non-CHP | 2 | 120 | 120 | 120 | 1 | 2009 | 60 | Gamesa | G87-2.0 | 12.3 | 2 | 269
56514 | Windy Flats Partners LLC | 57159 | Windy Flats Wind Project | WA | Klickitat | GEN1 | OP | Onshore Wind Turbine | WT | IPP Non-CHP | 2 | 262.2 | 262.2 | 262.2 | 10 | 2009 | 114 | Siemens | SWT-2.3-93 | 15 | 4 | 262.4
12199 | Montana-Dakota Utilities Co | 57171 | Cedar Hills Wind Farm | ND | Bowman | 1 | OP | Onshore Wind Turbine | WT | Electric Utility | 1 | 19.5 | 19.5 | 19.5 | 6 | 2010 | 13 | GE | 1.5 SLE | 12 | 2 | 262.5
56523 | Colorado Highlands Wind LLC | 57174 | Colorado Highlands Wind | CO | Logan | CHW1 | OP | Onshore Wind Turbine | WT | IPP Non-CHP | 2 | 71 | 71 | 71 | 12 | 2012 | 42 | GE | 1.6-100 | 18.7 | 2 | 262.4
56523 | Colorado Highlands Wind LLC | 57174 | Colorado Highlands Wind | CO | Logan | CHW2 | OP | Onshore Wind Turbine | WT | IPP Non-CHP | 2 | 25.1 | 25.1 | 25.1 | 9 | 2013 | 14 | GE | 1.7-100 | 18.7 | 2 | 262.4
56518 | First State Marine Wind | 57176 | University of Delaware Wind Turbine | DE | Sussex | FSMW | OP | Onshore Wind Turbine | WT | Commercial Non-CHP | 4 | 2 | 2 | 2 | 7 | 2010 | 1 | Gamesa | G90-2.0 | 15.5 | 2 | 256
56520 | Meadow Lake Wind Farm IV LLC | 57177 | Meadow Lake Wind Farm IV | IN | White | GEN 1 | OP | Onshore Wind Turbine | WT | IPP Non-CHP | 2 | 98.7 | 98.7 | 98.7 | 10 | 2010 | 48 | Suzlon | S88-2100 | 19 | 2 | 262.4
57249 | EPP Renewable Energy | 57182 | PPL Frey Farm Landfill Wind | PA | Lancaster | 1 | OP | Onshore Wind Turbine | WT | IPP Non-CHP | 2 | 3.2 | 3.2 | 3.2 | 1 | 2011 | 2 | GE | 1.6 XLE | 12 | 2 | 262.4
10433 | Kodiak Electric Assn Inc | 57187 | Pillar Mountain Wind Project Microgrid | AK | Kodiak Island | 1 | OP | Onshore Wind Turbine | WT | Electric Utility | 1 | 4.5 | 4.5 | 4.5 | 6 | 2009 | 3 | GE | 1.5 SLE | 22 | 2 | 253
10433 | Kodiak Electric Assn Inc | 57187 | Pillar Mountain Wind Project Microgrid | AK | Kodiak Island | 2 | OP | Onshore Wind Turbine | WT | Electric Utility | 1 | 4.5 | 4.5 | 4.5 | 9 | 2012 | 3 | GE | 1.5 S | 22 | 2 | 253
49893 | Invenergy Services LLC | 57188 | Vantage Wind Energy LLC | WA | Kittitas | 1 | OP | Onshore Wind Turbine | WT | IPP Non-CHP | 2 | 90 | 90 | 90 | 8 | 2010 | 60 | GE | 1.5 SLE | 17.4 | 2 | 263
56545 | Pattern Operators LP | 57189 | Lost Creek Wind Energy Facility | MO | DeKalb | LCW | OP | Onshore Wind Turbine | WT | IPP Non-CHP | 2 | 150 | 150 | 150 | 5 | 2010 | 100 | GE | 1.5 XLE | 15.6 | 2 | 262.4
56545 | Pattern Operators LP | 57192 | Spring Valley Wind Project | NV | White Pine | WTG | OP | Onshore Wind Turbine | WT | IPP Non-CHP | 2 | 150 | 150 | 150 | 8 | 2012 | 66 | Siemens | SWT-2.3-101 | 16.7 | 2 | 262.4
56561 | Day County Wind LLC | 57194 | Day County Wind LLC | SD | Day | GE15 | OP | Onshore Wind Turbine | WT | IPP Non-CHP | 2 | 99 | 99 | 99 | 4 | 2010 | 66 | GE | 1.5 XLE | 16.8 | 3 | 262.5
15500 | Puget Sound Energy Inc | 57195 | Lower Snake River Wind Energy Project | WA | Garfield | LSR 1 | OP | Onshore Wind Turbine | WT | Electric Utility | 1 | 342.7 | 342.7 | 342.7 | 2 | 2012 | 149 | Siemens | SWT-2.3-101 | 15.6 | 2 | 262.4
20856 | Wisconsin Power & Light Co | 57198 | Bent Tree Wind Farm Phase 1 | MN | Freeborn | 1 | OP | Onshore Wind Turbine | WT | Electric Utility | 1 | 201.3 | 201.3 | 201.3 | 2 | 2011 | 122 | Vestas | V82-1.65 | 16.3 | 2 | 262
20847 | Wisconsin Electric Power Co | 57199 | Glacier Hills | WI | Columbia | 1 | OP | Onshore Wind Turbine | WT | Electric Utility | 1 | 162 | 28 | 61 | 12 | 2011 | 90 | Vestas | V90-1.8 | 19 | 2 | 262.5
56555 | FPL Energy Montezuma Wind | 57201 | FPL Energy Montezuma Winds LLC | CA | Solano | S2.3 | OP | Onshore Wind Turbine | WT | IPP Non-CHP | 2 | 36.8 | 36.8 | 36.8 | 11 | 2010 | 16 | Siemens | SWT-2.3-108 | 19 | 2 | 262.4
55963 | AE Power Services LLC | 57210 | Cedar Creek II | CO | Weld | 1 | OP | Onshore Wind Turbine | WT | IPP Non-CHP | 2 | 248.3 | 248.3 | 248.3 | 3 | 2011 | 122 | GE | 1.5 SLE | 19 | 2 | 262.4
55963 | AE Power Services LLC | 57211 | Goshen Phase II | ID | Bonneville | 1 | OP | Onshore Wind Turbine | WT | IPP Non-CHP | 2 | 124.5 | 124.5 | 124.5 | 9 | 2010 | 83 | GE | 1.5-82.5 | 19 | 2 | 262.4
56215 | E ON Climate Renewables N America LLC | 57212 | EC&R Papalote Creek II LLC | TX | San Patricio | 1 | OP | Onshore Wind Turbine | WT | IPP Non-CHP | 2 | 200.1 | 200.1 | 201 | 12 | 2010 | 109 | Siemens | SWT-2.3-101 | 16.8 | 2 | 262.4
20214 | Waverly Municipal Elec Utility | 57214 | Waverly Community Wind Project | IA | Bremer | CAN1 | OP | Onshore Wind Turbine | WT | Electric Utility | 1 | 0.9 | 0.9 | 0.9 | 3 | 2009 | 1 | EWT | DW54-900 | 12.5 | 2 | 234
20214 | Waverly Municipal Elec Utility | 57214 | Waverly Community Wind Project | IA | Bremer | CAN2 | OP | Onshore Wind Turbine | WT | Electric Utility | 1 | 0.9 | 0.9 | 0.9 | 9 | 2012 | 1 | EWT | DW54-900 | 12.5 | 2 | 234
20214 | Waverly Municipal Elec Utility | 57214 | Waverly Community Wind Project | IA | Bremer | SK4 | OP | Onshore Wind Turbine | WT | Electric Utility | 1 | 0.9 | 0.9 | 0.9 | 12 | 2001 | 1 | NEG-Micon | NM52/900 | 12.5 | 2 | 234
56603 | Roth Rock Wind Farm LLC | 57239 | Roth Rock Wind Farm LLC | MD | Garrett | SRRW1 | OP | Onshore Wind Turbine | WT | IPP Non-CHP | 2 | 40 | 40 | 40 | 8 | 2011 | 16 | Nordex | N90/2500 | 19 | 2 | 262
56603 | Roth Rock Wind Farm LLC | 57240 | Roth Rock North Wind Farm, LLC | MD | Garrett | SRRNW | OP | Onshore Wind Turbine | WT | IPP Non-CHP | 2 | 10 | 10 | 10 | 8 | 2011 | 4 | Nordex | N90/2500 | 19 | 2 | 262
56612 | Kit Carson Windpower LLC | 57244 | Kit Carson Windpower | CO | Kit Carson | KCW | OP | Onshore Wind Turbine | WT | IPP Non-CHP | 2 | 51 | 51 | 51 | 11 | 2010 | 34 | GE | 1.5 SLE | 16.8 | 2 | 272
6258 | Federated Rural Electric Assn | 57248 | Welcome Wind Turbine | MN | Martin | WIND1 | OP | Onshore Wind Turbine | WT | Electric Utility | 1 | 2.1 | 2.1 | 2.1 | 5 | 2008 | 1 | Suzlon | S88-2100 | 19 | 2 | 259
9425 | Iowa Lakes Electric Coop | 57251 | Lakota Wind Wind Farm | IA | Kossuth | LAK1 | OP | Onshore Wind Turbine | WT | Electric Utility | 1 | 10.5 | 10.5 | 10.5 | 3 | 2009 | 7 | GE | 1.5 SLE | 22 | 2 | 262
9425 | Iowa Lakes Electric Coop | 57252 | Iowa Lakes Superior Wind Farm | IA | Dickinson | SUP1 | OP | Onshore Wind Turbine | WT | Electric Utility | 1 | 10.5 | 10.5 | 10.5 | 4 | 2009 | 7 | GE | 1.5 SLE | 22 | 2 | 262
56619 | Air Force Civil Engineer Center | 57253 | MA Military Reservation Wind Project | MA | Barnstable | 1 | OP | Onshore Wind Turbine | WT | IPP Non-CHP | 2 | 1.5 | 1.5 | 1.5 | 12 | 2009 | 1 | Fuhrlander | FL 1500-77 | 14.5 | 2 | 262
56619 | Air Force Civil Engineer Center | 57253 | MA Military Reservation Wind Project | MA | Barnstable | 2 | OP | Onshore Wind Turbine | WT | IPP Non-CHP | 2 | 1.5 | 1.5 | 1.5 | 11 | 2011 | 1 | GE | 1.5 SLE | 13.7 | 2 | 262
56619 | Air Force Civil Engineer Center | 57253 | MA Military Reservation Wind Project | MA | Barnstable | 3 | OP | Onshore Wind Turbine | WT | IPP Non-CHP | 2 | 1.5 | 1.5 | 1.5 | 11 | 2011 | 1 | GE | 1.5 SLE | 13.7 | 2 | 262
56617 | Iowa Lakes Community College | 57257 | Iowa Lakes Community College Wind Farm | IA | Emmet | VMN82 | OP | Onshore Wind Turbine | WT | Commercial Non-CHP | 4 | 1 | 1 | 1 | 2 | 2005 | 1 | Vestas | V82-1.65 | 18 | 2 | 229.6
56630 | Texico Wind LP | 57258 | Texico Wind Ranch LP | NM | Curry | 1 | OP | Onshore Wind Turbine | WT | IPP Non-CHP | 2 | 0.7 | 0.7 | 0.7 | 12 | 2003 | 1 | Vestas | V47-660 | 17.5 | 1 | 220
56630 | Texico Wind LP | 57258 | Texico Wind Ranch LP | NM | Curry | 2 | OP | Onshore Wind Turbine | WT | IPP Non-CHP | 2 | 0.6 | 0.6 | 0.6 | 12 | 1999 | 1 | Vestas | V47-660 | 17.5 | 1 | 220
56630 | Texico Wind LP | 57258 | Texico Wind Ranch LP | NM | Curry | 3 | OA | Onshore Wind Turbine | WT | IPP Non-CHP | 2 | 0.6 | 0.6 | 0.6 | 12 | 2003 | 1 | Vestas | V47-660 | 17.5 | 2 | 220
56629 | Lubbock Wind LLC | 57259 | Lubbock Wind Ranch | TX | Lubbock | 1 | OA | Onshore Wind Turbine | WT | IPP Non-CHP | 2 | 2.5 | 2.5 | 2.5 | 2 | 2010 | 1 | Samsung Heavy Industries | S2.5-90 | 15.9 | 2 | 262
56629 | Lubbock Wind LLC | 57259 | Lubbock Wind Ranch | TX | Lubbock | 2 | OA | Onshore Wind Turbine | WT | IPP Non-CHP | 2 | 2.5 | 2.5 | 2.5 | 12 | 2010 | 1 | Samsung Heavy Industries | S2.5-90 | 15.9 | 2 | 262
56629 | Lubbock Wind LLC | 57259 | Lubbock Wind Ranch | TX | Lubbock | 3 | OA | Onshore Wind Turbine | WT | IPP Non-CHP | 2 | 2.5 | 2.5 | 2.5 | 12 | 2010 | 1 | Samsung Heavy Industries | S2.5-90 | 15.9 | 2 | 262
59883 | NRG Energy Gas & Wind Holdings Inc | 57260 | Cedro Hill Wind LLC | TX | Webb | 1 | OP | Onshore Wind Turbine | WT | IPP Non-CHP | 2 | 150 | 150 | 150 | 12 | 2010 | 150 | GE | 1.5 XLE | 17 | 3 | 262.4
59883 | NRG Energy Gas & Wind Holdings Inc | 57261 | Taloga Wind LLC | OK | Dewey | 1 | OP | Onshore Wind Turbine | WT | IPP Non-CHP | 2 | 130 | 130 | 130 | 7 | 2011 | 54 | Mitsubishi | MWT-95/2.4 | 19 | 2 | 262.4
59883 | NRG Energy Gas & Wind Holdings Inc | 57262 | Laredo Ridge Wind LLC | NE | Boone | 1 | OP | Onshore Wind Turbine | WT | IPP Non-CHP | 2 | 79.9 | 79.9 | 79.9 | 2 | 2011 | 54 | GE | 1.5 XLE | 17 | 3 | 262.4
56627 | DeWind Co. | 57263 | Little Pringle I Wind Farm | TX | Hutchinson | LP1 | OP | Onshore Wind Turbine | WT | IPP Non-CHP | 2 | 10 | 10 | 10 | 10 | 2010 | 5 | DeWind | D8.2 | 19.7 | 2 | 262.5
56627 | DeWind Co. | 57264 | Little Pringle II Wind Farm | TX | Hutchinson | LP2 | OP | Onshore Wind Turbine | WT | IPP Non-CHP | 2 | 10 | 10 | 10 | 10 | 2010 | 5 | DeWind | D8.2 | 19.7 | 2 | 262.5
57170 | EDF Renewable Asset Holdings, Inc. | 57268 | Chestnut Flats Wind Farm | PA | Blair | 1 | OP | Onshore Wind Turbine | WT | IPP Non-CHP | 2 | 38 | 38 | 38 | 12 | 2011 | 19 | Gamesa | G90-2.0 | 19 | 2 | 328.1
56642 | Grant County Wind LLC | 57274 | Grant County Wind LLC | MN | Grant | 1 | OP | Onshore Wind Turbine | WT | IPP Non-CHP | 2 | 20 | 20 | 20 | 8 | 2010 | 10 | Suzlon | S88-2100 | 16.8 | 3 | 262.4
59883 | NRG Energy Gas & Wind Holdings Inc | 57278 | Crofton Bluffs Wind LLC | NE | Knox | CWET1 | OP | Onshore Wind Turbine | WT | IPP Non-CHP | 2 | 40 | 40 | 40 | 11 | 2012 | 22 | Vestas | V90-3.0 | 20 | 1 | 262.4
60015 | NRG Yield LLC | 57282 | Alta Wind Energy Center I | CA | Kern | AW01 | OP | Onshore Wind Turbine | WT | IPP Non-CHP | 2 | 150 | 150 | 150 | 1 | 2011 | 100 | GE | 1.5 SLE | 22.4 | 2 | 262
56625 | Flat Water Wind Farm LLC | 57283 | Flat Water Wind Farm LLC | NE | Richardson | WTG1 | OP | Onshore Wind Turbine | WT | IPP Non-CHP | 2 | 60 | 60 | 60 | 12 | 2010 | 40 | GE | 1.5 XLE | 25.7 | 1 | 262.4
59050 | Algonquin Power Co | 57284 | Minonk Wind Farm | IL | Woodford | 1 | OP | Onshore Wind Turbine | WT | IPP Non-CHP | 2 | 200 | 192.3 | 192.3 | 11 | 2012 | 100 | Gamesa | G90-2.0 | 18.3 | 2 | 328.1
59050 | Algonquin Power Co | 57285 | Sandy Ridge Wind Farm | PA | Blair | 1 | OP | Onshore Wind Turbine | WT | IPP Non-CHP | 2 | 50 | 48.2 | 48.2 | 2 | 2012 | 25 | Gamesa | G90-2.0 | 17.6 | 2 | 328.1
14063 | Oklahoma Gas & Electric Co | 57286 | OU Spirit Wind Farm | OK | Woodward | WT1 | OP | Onshore Wind Turbine | WT | Electric Utility | 1 | 101.2 | 101.2 | 101.2 | 12 | 2009 | 44 | Siemens | SWT-2.3-93 | 17.8 | 2 | 264
15399 | Avangrid Renewables LLC | 57287 | Hardscrabble Wind Power LLC | NY | Herkimer | 1 | OP | Onshore Wind Turbine | WT | IPP Non-CHP | 2 | 74 | 74 | 74 | 1 | 2011 | 37 | Gamesa | G90-2.0 | 16 | 2 | 328
58150 | Big Blue Wind Farm LLC (MN) | 57289 | Big Blue | MN | Faribault | BBWP | OP | Onshore Wind Turbine | WT | IPP Non-CHP | 2 | 36 | 36 | 36 | 12 | 2012 | 18 | Gamesa | G97-2.0 | 16 | 2 | 255.9
56653 | Northern Colorado Wind LLC | 57290 | Northern Colorado Wind LLC | CO | Logan | GE | OP | Onshore Wind Turbine | WT | IPP Non-CHP | 2 | 22.5 | 22.5 | 22.5 | 8 | 2009 | 15 | GE | 1.5 XLE | 16.9 | 2 | 254
56653 | Northern Colorado Wind LLC | 57290 | Northern Colorado Wind LLC | CO | Logan | SIEM | OP | Onshore Wind Turbine | WT | IPP Non-CHP | 2 | 151.8 | 151.8 | 151.8 | 8 | 2009 | 66 | Siemens | SWT-2.3-93 | 15.8 | 3 | 262.4
60015 | NRG Yield LLC | 57291 | Alta Wind Energy Center II | CA | Kern | AW02 | OP | Onshore Wind Turbine | WT | IPP Non-CHP | 2 | 150 | 150 | 150 | 1 | 2011 | 50 | Vestas | V90-3.0 | 22.4 | 1 | 262
60015 | NRG Yield LLC | 57292 | Alta Wind Energy Center III | CA | Kern | AW03 | OP | Onshore Wind Turbine | WT | IPP Non-CHP | 2 | 150 | 150 | 150 | 2 | 2011 | 50 | Vestas | V90-3.0 | 22.4 | 1 | 262
60015 | NRG Yield LLC | 57293 | Alta Wind Energy Center IV | CA | Kern | AW04 | OP | Onshore Wind Turbine | WT | IPP Non-CHP | 2 | 102 | 102 | 102 | 4 | 2011 | 34 | Vestas | V90-3.0 | 22.4 | 1 | 262
60015 | NRG Yield LLC | 57294 | Alta Wind Energy Center V | CA | Kern | AW05 | OP | Onshore Wind Turbine | WT | IPP Non-CHP | 2 | 168 | 168 | 168 | 4 | 2011 | 56 | Vestas | V90-3.0 | 22.4 | 1 | 262
56654 | Carleton College | 57296 | Carleton College | MN | Rice | WIND1 | OP | Onshore Wind Turbine | WT | Commercial Non-CHP | 4 | 1.6 | 1.6 | 1.6 | 9 | 2004 | 1 | Vestas | V82-1.65 | 16 | 4 | 230
56654 | Carleton College | 57296 | Carleton College | MN | Rice | WIND2 | OP | Onshore Wind Turbine | WT | Commercial Non-CHP | 4 | 1.6 | 1.6 | 1.6 | 10 | 2011 | 1 | GE | 1.6 XLE | 16 | 4 | 262.4
14354 | PacifiCorp | 57299 | Dunlap | WY | Carbon | 1 | OP | Onshore Wind Turbine | WT | Electric Utility | 1 | 111 | 111 | 111 | 10 | 2010 | 74 | GE | 1.5 SLE | 19 | 2 | 262
56661 | Criterion Power Partners LLC | 57300 | Criterion | MD | GARRETT | 1 | OP | Onshore Wind Turbine | WT | IPP Non-CHP | 2 | 70 | 70 | 70 | 12 | 2010 | 28 | Clipper | Liberty C93 | 18.3 | 2 | 262.4
56665 | Dutch Energy Corporation | 57301 | Dutch Wind Energy | CA | Riverside | DEC | OP | Onshore Wind Turbine | WT | IPP Non-CHP | 2 | 8 | 8 | 8 | 8 | 1994 | 20 | NedWind | NEDWIND 40 | 15 | 1 | 131
56664 | Garnet Energy Corporation | 57302 | Garnet Wind Energy Center | CA | Riverside | 1 | OP | Onshore Wind Turbine | WT | IPP Non-CHP | 2 | 6.5 | 6.5 | 6.5 | 6 | 2009 | 13 | NedWind | NEDWIND 40 | 15 | 1 | 131
56667 | Loraine Windpower Project | 57303 | Loraine Windpark Project LLC | TX | Mitchell | LWG1 | OP | Onshore Wind Turbine | WT | IPP Non-CHP | 2 | 75 | 75 | 75 | 10 | 2009 | 50 | GE | 1.5 SLE | 17 | 2 | 262
56667 | Loraine Windpower Project | 57303 | Loraine Windpark Project LLC | TX | Mitchell | LWG2 | OP | Onshore Wind Turbine | WT | IPP Non-CHP | 2 | 75 | 75 | 75 | 10 | 2009 | 50 | GE | 1.5 SLE | 17 | 2 | 262
56662 | Cedar Point LLC | 57315 | Cedar Point Wind | CO | Lincoln | 1-139 | OP | Onshore Wind Turbine | WT | IPP Non-CHP | 2 | 252 | 252 | 252 | 5 | 2011 | 139 | Vestas | V90-1.8 | 19 | 2 | 265
15399 | Avangrid Renewables LLC | 57319 | Big Horn Wind II | WA | Klickitat | 1 | OP | Onshore Wind Turbine | WT | IPP Non-CHP | 2 | 50 | 50 | 50 | 1 | 2011 | 25 | Gamesa | G90-2.0 | 13.5 | 2 | 262
15399 | Avangrid Renewables LLC | 57320 | Juniper Canyon I Wind Project | WA | Klickitat | 1 | OP | Onshore Wind Turbine | WT | IPP Non-CHP | 2 | 151.2 | 151.2 | 151.2 | 3 | 2011 | 126 | Mitsubishi | MWT-95/2.4 | 14 | 2 | 262.4
56678 | FPL Energy Illinois Wind LLC | 57325 | FPL Energy Illinois Wind LLC | IL | DeKalb | GE1.5 | OP | Onshore Wind Turbine | WT | IPP Non-CHP | 2 | 217.5 | 217.5 | 217.5 | 12 | 2009 | 145 | GE | 1.5 XLE | 17.9 | 2 | 262.4
56680 | Diamond Shamrock Refining Company LP | 57326 | Sunray Wind I | TX | Moore | WND1 | OP | Onshore Wind Turbine | WT | IPP Non-CHP | 2 | 49.5 | 49.5 | 49.5 | 9 | 2009 | 33 | GE | 1.5 SLE | 18.3 | 2 | 270
56682 | Duke Energy Top Of the World WindPower | 57327 | Top of the World Windpower Project | WY | Converse | TOTW1 | OP | Onshore Wind Turbine | WT | IPP Non-CHP | 2 | 200 | 200 | 200 | 10 | 2010 | 110 | GE | 1.5 SLE | 14.6 | 2 | 272
14063 | Oklahoma Gas & Electric Co | 57332 | Crossroads Wind Farm | OK | Dewey | 1-98 | OP | Onshore Wind Turbine | WT | Electric Utility | 1 | 227 | 227 | 227 | 1 | 2012 | 98 | Siemens | SWT-2.3-101 | 17.8 | 2 | 264
15399 | Avangrid Renewables LLC | 57333 | Leaning Juniper Wind Power II | OR | Gilliam | 1 | OP | Onshore Wind Turbine | WT | IPP Non-CHP | 2 | 201 | 201 | 201 | 3 | 2011 | 117 | GE | 1.5 SLE | 14 | 2 | 255
56684 | White Oak Energy LLC | 57342 | White Oak Energy LLC | IL | McLean | 1 | OP | Onshore Wind Turbine | WT | IPP Non-CHP | 2 | 150 | 150 | 150 | 6 | 2011 | 100 | GE | 1.5 XLE | 16.8 | 3 | 262.5
56683 | Elk City LLC | 57346 | Elk City LLC | OK | Roger Mills | 1 | OP | Onshore Wind Turbine | WT | IPP Non-CHP | 2 | 98.9 | 98.9 | 98.9 | 12 | 2009 | 43 | Siemens | SWT-2.3-93 | 19 | 2 | 262.4
56683 | Elk City LLC | 57346 | Elk City LLC | OK | Roger Mills | 2 | OP | Onshore Wind Turbine | WT | IPP Non-CHP | 2 | 99.2 | 99.2 | 99.2 | 12 | 2010 | 48 | GE | 1.5 XLE | 16.8 | 2 | 262.4
56688 | Baldwin Wind LLC | 57347 | Baldwin Wind LLC | ND | Burleigh | GE1 | OP | Onshore Wind Turbine | WT | IPP Non-CHP | 2 | 102.4 | 102.4 | 102.4 | 12 | 2010 | 64 | GE | 1.6 XLE | 16.8 | 2 | 262.5
56689 | RENEW Energy Inc | 57351 | Uilk Wind LLC | MN | Pipestone | FA01 | OP | Onshore Wind Turbine | WT | Commercial Non-CHP | 4 | 1.5 | 1.5 | 1.5 | 1 | 2010 | 1 | Goldwind | GW 77/1500 | 16 | 2 | 213
56689 | RENEW Energy Inc | 57351 | Uilk Wind LLC | MN | Pipestone | FA02 | OP | Onshore Wind Turbine | WT | Commercial Non-CHP | 4 | 1.5 | 1.5 | 1.5 | 1 | 2010 | 1 | Goldwind | GW 77/1500 | 16 | 2 | 213
56689 | RENEW Energy Inc | 57351 | Uilk Wind LLC | MN | Pipestone | FA03 | OP | Onshore Wind Turbine | WT | Commercial Non-CHP | 4 | 1.5 | 1.5 | 1.5 | 1 | 2010 | 1 | Goldwind | GW 77/1500 | 16 | 2 | 213
56693 | Fox Island Wind LLC | 57354 | Fox Island Wind LLC | ME | Knox | 1 | OP | Onshore Wind Turbine | WT | IPP Non-CHP | 2 | 4.5 | 4.5 | 4.5 | 11 | 2009 | 3 | GE | 1.5 SLE | 14.5 | 2 | 262
56698 | Red Mesa Wind LLC | 57357 | Red Mesa Wind LLC | NM | Sandoval | EXIS | OP | Onshore Wind Turbine | WT | IPP Non-CHP | 2 | 102.4 | 102.4 | 102.4 | 12 | 2010 | 64 | GE | 1.6 SLE | 14 | 2 | 262
56699 | CPV Keenan II Renewable Energy Co LLC | 57358 | Keenan II Renewable Energy Co LLC | OK | Woodward | 1 | OP | Onshore Wind Turbine | WT | IPP Non-CHP | 2 | 151.8 | 151.8 | 151.8 | 12 | 2010 | 66 | Siemens | SWT-2.3-101 | 18 | 2 | 262.4
57170 | EDF Renewable Asset Holdings, Inc. | 57374 | Lakefield Wind Project LLC | MN | Jackson | LAKE1 | OP | Onshore Wind Turbine | WT | IPP Non-CHP | 2 | 205.5 | 205.5 | 205.5 | 10 | 2011 | 137 | GE | 1.5 SLE | 19 | 2 | 262.4
56713 | Adams Wind Generations LLC | 57375 | Adams Wind Generations LLC | MN | Meeker | AWG | OP | Onshore Wind Turbine | WT | IPP Non-CHP | 2 | 20 | 20 | 20 | 3 | 2011 | 12 | Alstom | ECO86 | 17.7 | 3 | 262.4
15399 | Avangrid Renewables LLC | 57379 | Dry Lake Wind II LLC | AZ | Navajo | 1 | OP | Onshore Wind Turbine | WT | IPP Non-CHP | 2 | 65.1 | 65.1 | 65.1 | 12 | 2010 | 31 | Suzlon | S88-2100 | 13.7 | 2 | 255
15399 | Avangrid Renewables LLC | 57380 | New England Wind LLC | MA | Berkshire | 1 | OP | Onshore Wind Turbine | WT | IPP Non-CHP | 2 | 28.5 | 28.5 | 28.5 | 12 | 2012 | 19 | GE | 1.5 SLE | 16.7 | 2 | 213
59883 | NRG Energy Gas & Wind Holdings Inc | 57385 | Community Wind North LLC | MN | Lincoln | 34505 | OP | Onshore Wind Turbine | WT | IPP Non-CHP | 2 | 30 | 30 | 30 | 5 | 2011 | 12 | Clipper | Liberty C96 | 19 | 2 | 262.4
56715 | Ridgewind Power Partners LLC | 57386 | Ridgewind | MN | Pipestone | WTG1 | OP | Onshore Wind Turbine | WT | IPP Non-CHP | 2 | 25.3 | 25.3 | 25.3 | 1 | 2011 | 11 | Siemens | SWT-2.3-93 | 19 | 2 | 262.4
56727 | Ashtabula Wind III LLC | 57387 | Ashtabula Wind III LLC | ND | Barnes | GE16 | OP | Onshore Wind Turbine | WT | IPP Non-CHP | 2 | 62.4 | 62.4 | 62.4 | 12 | 2010 | 39 | GE | 1.6 XLE | 16.8 | 2 | 262.5
56721 | Danielson Wind Farms LLC | 57396 | Danielson Wind Farms LLC | MN | KANDIYOHI | DWF | OP | Onshore Wind Turbine | WT | IPP Non-CHP | 2 | 20 | 20 | 20 | 3 | 2011 | 12 | Alstom | ECO86 | 16.6 | 3 | 262.4
56742 | Notus Clean Energy LLC | 57414 | Notus Wind 1 | MA | Barnstable | 1 | OP | Onshore Wind Turbine | WT | IPP Non-CHP | 2 | 1.7 | 1.7 | 1.7 | 7 | 2010 | 1 | Vestas | V82-1.65 | 19 | 2 | 262
62077 | Sherbino II Wind Farm LLC | 57415 | Sherbino II | TX | Pecos | 1 | OP | Onshore Wind Turbine | WT | IPP Non-CHP | 2 | 145 | 145 | 145 | 11 | 2011 | 58 | Clipper | Liberty C96 | 19 | 2 | 262.4
60423 | RPMA Operations LLC | 57417 | Elk Wind Farm | IA | Delaware | NORD | OP | Onshore Wind Turbine | WT | IPP Non-CHP | 2 | 40.8 | 40.8 | 40.8 | 12 | 2011 | 17 | Nordex | N100/2500 | 19 | 2 | 328
5109 | DTE Electric Company | 57421 | Gratiot Wind Park | MI | Gratiot | 1 | OP | Onshore Wind Turbine | WT | Electric Utility | 1 | 102 | 102 | 102 | 11 | 2011 | 64 | GE | 1.6 XLE | 17 | 2 | 328
15399 | Avangrid Renewables LLC | 57424 | Buffalo Ridge II LLC | SD | Brookings | 1 | OP | Onshore Wind Turbine | WT | IPP Non-CHP | 2 | 210 | 210 | 210 | 12 | 2010 | 105 | Gamesa | G87-2.0 | 15.7 | 2 | 255
57337 | Aegis Renewables LLC | 57427 | Ryegrass Windfarm | ID | Elmore | 1 | OP | Onshore Wind Turbine | WT | IPP Non-CHP | 2 | 23 | 23 | 23 | 12 | 2012 | 10 | Siemens | SWT-2.3-101 | 13.4 | 2 | 262.4
57337 | Aegis Renewables LLC | 57428 | Hammett Hill Windfarm | ID | Elmore | 1 | OP | Onshore Wind Turbine | WT | IPP Non-CHP | 2 | 23 | 23 | 23 | 12 | 2012 | 10 | Siemens | SWT-2.3-101 | 13.4 | 2 | 262.4
57337 | Aegis Renewables LLC | 57429 | Mainline Windfarm | ID | Elmore | 1 | OP | Onshore Wind Turbine | WT | IPP Non-CHP | 2 | 23 | 23 | 23 | 12 | 2012 | 10 | Siemens | SWT-2.3-101 | 13.4 | 2 | 262.4
57337 | Aegis Renewables LLC | 57430 | Desert Meadow Windfarm | ID | Elmore | 1 | OP | Onshore Wind Turbine | WT | IPP Non-CHP | 2 | 23 | 23 | 23 | 12 | 2012 | 10 | Siemens | SWT-2.3-101 | 13.4 | 2 | 262.4
57337 | Aegis Renewables LLC | 57431 | Cold Springs Windfarm | ID | Elmore | 1 | OP | Onshore Wind Turbine | WT | IPP Non-CHP | 2 | 23 | 23 | 23 | 12 | 2012 | 10 | Siemens | SWT-2.3-101 | 13.4 | 2 | 262.4
12667 | Minnesota Municipal Power Agny | 57432 | Oak Glen Wind Farm | MN | Steele | 1 | OP | Onshore Wind Turbine | WT | Electric Utility | 1 | 44 | 44 | 44 | 11 | 2011 | 24 | Vestas | V90-2.0 | 16 | 2 | 262.4
56769 | Consolidated Edison Development Inc. | 57434 | Valley View Transmission LLC | MN | Murray | VVT | OP | Onshore Wind Turbine | WT | IPP Non-CHP | 2 | 10 | 10 | 10 | 7 | 2011 | 5 | Gamesa | G87-2.0 | 13 | 2 | 256
57337 | Aegis Renewables LLC | 57444 | Two Ponds Windfarm | ID | Elmore | 1 | OP | Onshore Wind Turbine | WT | IPP Non-CHP | 2 | 23 | 23 | 23 | 12 | 2012 | 10 | Siemens | SWT-2.3-101 | 13.4 | 2 | 262.4
19740 | AES Wind Generation Inc | 57447 | Laurel Mountain | WV | Barbour | 1 | OP | Onshore Wind Turbine | WT | IPP Non-CHP | 2 | 97.6 | 97.6 | 97.6 | 8 | 2011 | 61 | GE | 1.6 SLE | 16.1 | 3 | 262
15399 | Avangrid Renewables LLC | 57449 | Blue Creek Wind Project | OH | Van Wert | 1 | OP | Onshore Wind Turbine | WT | IPP Non-CHP | 2 | 302 | 302 | 302 | 12 | 2011 | 152 | Gamesa | G90-2.0 | 15.7 | 2 | 323
19740 | AES Wind Generation Inc | 57459 | Mountain View IV | CA | Riverside | 1 | OP | Onshore Wind Turbine | WT | IPP Non-CHP | 2 | 49 | 49 | 49 | 2 | 2012 | 49 | Mitsubishi | MWT-1000 | 26.8 | 1 | 196.8
59139 | SunEdison LLC | 57463 | Bishop Hill Energy LLC | IL | Henry | 1 | OP | Onshore Wind Turbine | WT | IPP Non-CHP | 2 | 200 | 200 | 200 | 6 | 2012 | 113 | GE | 1.5 XLE | 16.1 | 2 | 263
56786 | Crystal Lake 3 LLC | 57468 | Crystal Lake 3 LLC | IA | Winnebago | GE1.5 | OP | Onshore Wind Turbine | WT | IPP Non-CHP | 2 | 66 | 66 | 66 | 12 | 2009 | 44 | GE | 1.5 XLE | 16.8 | 2 | 262.5
56787 | Garden Wind LLC | 57469 | Garden Wind LLC | IA | Hardin | GE1.5 | OP | Onshore Wind Turbine | WT | IPP Non-CHP | 2 | 150 | 150 | 150 | 12 | 2009 | 100 | GE | 1.5 XLE | 16.8 | 3 | 262.5
56790 | Ralls Wind Farm LLC | 57474 | Ralls Wind Farm | TX | Crosby | 1 | OP | Onshore Wind Turbine | WT | IPP Non-CHP | 2 | 10 | 10 | 10 | 7 | 2011 | 5 | SANY | SE8720IIIE | 18.5 | 2 | 255.9
15399 | Avangrid Renewables LLC | 57484 | Manzana Wind LLC | CA | Kern | GEN1 | OP | Onshore Wind Turbine | WT | IPP Non-CHP | 2 | 189 | 189 | 189 | 12 | 2012 | 126 | GE | 1.5 SLE | 20 | 2 | 213
56215 | E ON Climate Renewables N America LLC | 57493 | Settlers Trail Wind Farm LLC | IL | Iroquois | STWF | OP | Onshore Wind Turbine | WT | IPP Non-CHP | 2 | 150.4 | 150.4 | 150.4 | 10 | 2011 | 94 | GE | 1.6 XLE | 16.6 | 2 | 262.4
12341 | MidAmerican Energy Co | 57500 | Laurel Wind Farm | IA | Marshall | LWF | OP | Onshore Wind Turbine | WT | Electric Utility | 1 | 119.6 | 119.6 | 119.6 | 12 | 2011 | 52 | Siemens | SWT-2.3-101 | 16.8 | 3 | 262.4
12341 | MidAmerican Energy Co | 57501 | Rolling Hills Wind Farm | IA | Cass | RHWF | OP | Onshore Wind Turbine | WT | Electric Utility | 1 | 443.9 | 443.9 | 443.9 | 12 | 2011 | 193 | Siemens | SWT-2.3-101 | 16.8 | 3 | 262.4
56545 | Pattern Operators LP | 57514 | Ocotillo Express LLC | CA | Imperial | WTG | OP | Onshore Wind Turbine | WT | IPP Non-CHP | 2 | 265.4 | 265.4 | 265.4 | 12 | 2012 | 112 | Siemens | SWT-2.3-108 | 19 | 2 | 262.4
56627 | DeWind Co. | 57516 | KODE Novus I | OK | Texas | NOVUS | OP | Onshore Wind Turbine | WT | IPP Non-CHP | 2 | 80 | 80 | 80 | 9 | 2012 | 40 | DeWind | D9.2 | 18.9 | 2 | 262.5
56627 | DeWind Co. | 57517 | DeWind Frisco | TX | Hansford | FRISC | OP | Onshore Wind Turbine | WT | IPP Non-CHP | 2 | 20 | 20 | 20 | 2 | 2012 | 10 | DeWind | D8.2 | 19.2 | 2 | 262.5
62075 | Trinity Hills Wind Farm LLC | 57520 | Trinity Hills | TX | Young | 1 | OP | Onshore Wind Turbine | WT | IPP Non-CHP | 2 | 225 | 225 | 225 | 12 | 2011 | 90 | Clipper | Liberty C96 | 19 | 2 | 262.4
56865 | Caithness Shepherds Flat LLC | 57526 | North Hurlburt Wind LLC | OR | Gilliam | NORTH | OP | Onshore Wind Turbine | WT | IPP Non-CHP | 2 | 265 | 265 | 265 | 2 | 2012 | 106 | GE | 2.5-100 | 26.8 | 2 | 279
56868 | Kawailoa Wind LLC | 57529 | Kawailoa Wind | HI | Honolulu | 1 | OP | Onshore Wind Turbine | WT | IPP Non-CHP | 2 | 69 | 69 | 69 | 11 | 2012 | 30 | Siemens | SWT-2.3-101 | 13 | 2 | 326
60453 | Novatus Energy | 57530 | Palouse | WA | Whitman | 1 | OP | Onshore Wind Turbine | WT | IPP Non-CHP | 2 | 105.3 | 105.3 | 105.3 | 12 | 2012 | 58 | Vestas | V100-1.8 | 17 | 3 | 262
60453 | Novatus Energy | 57531 | Bingham Wind | ME | Piscataquis | 1 | OP | Onshore Wind Turbine | WT | IPP Non-CHP | 2 | 186 | 186 | 186 | 12 | 2016 | 56 | Vestas | V112-3.3 | 22.4 | 1 | 277
56874 | Winona County Wind LLC | 57547 | Winona County Wind LLC | MN | Winona | WCW | OS | Onshore Wind Turbine | WT | IPP Non-CHP | 2 | 1.5 | 0.5 | 0.4 | 10 | 2011 | 2 | Unison | U57 | 14 | 3 | 223
56865 | Caithness Shepherds Flat LLC | 57549 | South Hurlburt Wind LLC | OR | Gilliam | SOUTH | OP | Onshore Wind Turbine | WT | IPP Non-CHP | 2 | 290 | 290 | 290 | 7 | 2012 | 116 | GE | 2.5-100 | 26.8 | 2 | 279
56865 | Caithness Shepherds Flat LLC | 57550 | Horseshoe Bend Wind LLC | OR | Gilliam | HORSE | OP | Onshore Wind Turbine | WT | IPP Non-CHP | 2 | 290 | 290 | 290 | 7 | 2012 | 116 | GE | 2.5-100 | 26.8 | 2 | 279
56891 | Shirley Wind LLC | 57553 | Shirley Wind | WI | Brown | 1 | OP | Onshore Wind Turbine | WT | IPP Non-CHP | 2 | 20 | 20 | 20 | 11 | 2010 | 8 | Nordex | N100/2500 | 16.5 | 2 | 272
58270 | GE Wind Energy LLC | 57566 | GE - Tehachapi | CA | Kern | 1.7SF | OP | Onshore Wind Turbine | WT | IPP Non-CHP | 2 | 1.8 | 1.8 | 1.8 | 5 | 2014 | 1 | GE | 1.79-100 | 17.9 | 2 | 314.9
58270 | GE Wind Energy LLC | 57566 | GE - Tehachapi | CA | Kern | 2.5P2 | OP | Onshore Wind Turbine | WT | IPP Non-CHP | 2 | 2.5 | 2.5 | 2.5 | 4 | 2015 | 1 | GE | 2.5-120 | 17.9 | 2 | 262
58270 | GE Wind Energy LLC | 57566 | GE - Tehachapi | CA | Kern | 2.8P3 | OP | Onshore Wind Turbine | WT | IPP Non-CHP | 2 | 2.8 | 2.8 | 2.8 | 2 | 2018 | 1 | GE | 2.85-100 | 17.9 | 2 | 291
56909 | Record Hill Wind LLC | 57568 | Record Hill Wind | ME | Oxford | RHW | OP | Onshore Wind Turbine | WT | IPP Non-CHP | 2 | 50.6 | 50.6 | 50.6 | 1 | 2012 | 22 | Siemens | SWT-2.3-93 | 17 | 2 | 262.4
56912 | Cooper Hatchery Inc. | 57570 | Cooper Farms VW Project | OH | Van Wert | WTG | OP | Onshore Wind Turbine | WT | Industrial Non-CHP | 6 | 4.5 | 4.5 | 4.5 | 3 | 2012 | 3 | Goldwind | GW 87/1500 | 13 | 3 | 263
56916 | PaTu Wind Farm LLC | 57578 | PaTu Wind Farm LLC | OR | Sherman | PATU | OP | Onshore Wind Turbine | WT | IPP Non-CHP | 2 | 9 | 9 | 9 | 12 | 2010 | 6 | GE | 1.5 SLE | 12 | 2 | 262
57170 | EDF Renewable Asset Holdings, Inc. | 57586 | Shiloh III Wind Project LLC | CA | Solano | 1 | OP | Onshore Wind Turbine | WT | IPP Non-CHP | 2 | 102.5 | 102.5 | 100 | 12 | 2011 | 50 | Senvion | MM92 | 19 | 2 | 262.4
56925 | FPLE Wind, LLC | 57590 | Minco Wind I, LLC | OK | Grady | 1 | OP | Onshore Wind Turbine | WT | IPP Non-CHP | 2 | 99.2 | 99.2 | 99.2 | 12 | 2010 | 62 | GE | 1.6 XLE | 18 | 2 | 265
59883 | NRG Energy Gas & Wind Holdings Inc | 57593 | Broken Bow Wind LLC | NE | Custer | 1 | OP | Onshore Wind Turbine | WT | IPP Non-CHP | 2 | 79.9 | 79.9 | 79.9 | 12 | 2012 | 50 | GE | 1.6 XLE | 17 | 3 | 262.4
56930 | Foundation HA Energy Generation, LLC | 57594 | Teichert Materials-Teichert Vernalis | CA | San Joaquin | WTG1 | OP | Onshore Wind Turbine | WT | IPP Non-CHP | 2 | 1 | 1 | 1 | 10 | 2010 | 1 | GE | 1.5 SLE | 12 | 4 | 262
59883 | NRG Energy Gas & Wind Holdings Inc | 57595 | Pinnacle Wind Force LLC | WV | Mineral | 1 | OP | Onshore Wind Turbine | WT | IPP Non-CHP | 2 | 55.2 | 55.2 | 55.2 | 12 | 2011 | 23 | Mitsubishi | MWT-95/2.4 | 19 | 2 | 262.4
15399 | Avangrid Renewables LLC | 57609 | New Harvest Wind Project LLC | IA | Crawford | 1 | OP | Onshore Wind Turbine | WT | IPP Non-CHP | 2 | 100 | 100 | 100 | 12 | 2011 | 50 | Gamesa | G87-2.0 | 18.5 | 2 | 255
56952 | Lincoln Electric Company | 57613 | LE Wind Turbine 1 | OH | Cuyahoga | WTG1 | OP | Onshore Wind Turbine | WT | Industrial Non-CHP | 6 | 2.5 | 2.5 | 2.5 | 7 | 2011 | 1 | Kenersys | K100 2.5 | 14 | 3 | 278
56948 | Waverly Wind Farm LLC | 57614 | Waverly Wind Farm LLC | KS | Coffey | GEN1 | OP | Onshore Wind Turbine | WT | IPP Non-CHP | 2 | 199 | 199 | 199 | 1 | 2016 | 95 | Gamesa | G114-2.0 | 19 | 2 | 305
56945 | Blue Canyon Windpower VI LLC | 57616 | Blue Canyon Windpower VI LLC | OK | Caddo | GEN1 | OP | Onshore Wind Turbine | WT | IPP Non-CHP | 2 | 100 | 100 | 100 | 12 | 2011 | 55 | Vestas | V90-1.8 | 17.9 | 2 | 262.4
56946 | Hidalgo Wind Farm LLC | 57617 | Hidalgo Wind Farm LLC | TX | Hidalgo | GEN1 | OP | Onshore Wind Turbine | WT | IPP Non-CHP | 2 | 250 | 250 | 250 | 12 | 2016 | 75 | Vestas | V110-2.0 | 19 | 3 | 273
56936 | Paulding Wind Farm II LLC | 57620 | Paulding Wind Farm II | OH | Paulding | GEN1 | OP | Onshore Wind Turbine | WT | IPP Non-CHP | 2 | 99 | 99 | 99 | 7 | 2011 | 55 | Vestas | V100-1.8 | 16.8 | 3 | 311.7
56937 | Rising Tree Wind Farm LLC | 57621 | Rising Tree Wind Farm | CA | Kern | GEN1 | OP | Onshore Wind Turbine | WT | IPP Non-CHP | 2 | 79.2 | 79.2 | 79.2 | 1 | 2015 | 24 | Vestas | V112-3.3 | 19 | 2 | 276
56930 | Foundation HA Energy Generation, LLC | 57626 | Foundation ST | CA | San Joaquin | WTG1 | OP | Onshore Wind Turbine | WT | IPP Non-CHP | 2 | 2 | 2 | 2 | 6 | 2011 | 2 | Mitsubishi | MWT-1000A | 12 | 4 | 180
56941 | Meadow Lake Wind Farm V LLC | 57628 | Meadow Lake Wind Farm V LLC | IN | White | GEN1 | OP | Onshore Wind Turbine | WT | IPP Non-CHP | 2 | 100 | 100 | 100 | 7 | 2017 | 56 | Vestas | V110-2.0 | 19 | 2 | 311
56962 | Wolverine Wind Energy, LLC | 57631 | Wolverine | IA | Adair | 1 | OP | Onshore Wind Turbine | WT | IPP Non-CHP | 2 | 1.5 | 1.5 | 1.5 | 10 | 2010 | 1 | GE | 1.5-77 | 17 | 2 | 262.4
56961 | Bulldog Wind Energy, LLC | 57632 | Bulldog | IA | Adair | 1 | OP | Onshore Wind Turbine | WT | IPP Non-CHP | 2 | 1.5 | 1.5 | 1.5 | 10 | 2010 | 1 | GE | 1.5-77 | 17 | 2 | 262.4
11208 | Los Angeles Department of Water & Power | 57635 | Linden Wind Energy Project | WA | Klickitat | LW1 | OP | Onshore Wind Turbine | WT | Electric Utility | 1 | 50 | 50 | 50 | 6 | 2010 | 25 | Senvion | MM92 | 14 | 4 | 262
56855 | Performance Services | 57637 | Union City Wind Turbine | IN | Randolph | 1 | OP | Onshore Wind Turbine | WT | IPP Non-CHP | 2 | 1 | 1 | 1 | 3 | 2010 | 1 | Nordex | N54/1000 | 12.3 | 3 | 229.6
56855 | Performance Services | 57638 | Randolph Eastern School Wind Turbine | IN | Randolph | 1 | OP | Onshore Wind Turbine | WT | Commercial Non-CHP | 4 | 1 | 1 | 1 | 3 | 2010 | 1 | Nordex | N54/1000 | 12.3 | 3 | 229.6
56967 | Ironwood Windpower LLC | 57639 | Ironwood Wind | KS | Ford | 1 | OP | Onshore Wind Turbine | WT | IPP Non-CHP | 2 | 167.9 | 167.9 | 167.9 | 8 | 2012 | 73 | Siemens | SWT-2.3-101 | 16.7 | 2 | 272
56972 | Vestas Towers America, Inc | 57643 | Vestas Towers America, Inc. | CO | Pueblo | V100 | OP | Onshore Wind Turbine | WT | Industrial Non-CHP | 6 | 1.8 | 1.8 | 1.8 | 4 | 2010 | 1 | Vestas | V100-1.8 | 16.8 | 2 | 262.4
59380 | Enel Green Power NA, Inc. | 57644 | Prairie Rose Wind Farm | MN | Rock | PR1 | OP | Onshore Wind Turbine | WT | IPP Non-CHP | 2 | 200 | 200 | 200 | 12 | 2012 | 119 | GE | 1.68-82.5 | 24 | 2 | 328
56977 | Zotos International | 57648 | Zotos International WPGF | NY | Ontario | WT1 | OP | Onshore Wind Turbine | WT | Industrial Non-CHP | 6 | 1.7 | 1.7 | 1.7 | 1 | 2012 | 1 | Hyundai | HQ1650 | 20 | 2 | 270
56977 | Zotos International | 57648 | Zotos International WPGF | NY | Ontario | WT2 | OP | Onshore Wind Turbine | WT | Industrial Non-CHP | 6 | 1.7 | 1.7 | 1.7 | 1 | 2012 | 1 | Hyundai | HQ1650 | 20 | 2 | 270
15399 | Avangrid Renewables LLC | 57649 | Elm Creek Wind II LLC | MN | Martin | 1 | OP | Onshore Wind Turbine | WT | IPP Non-CHP | 2 | 148.8 | 148.8 | 148.8 | 12 | 2010 | 62 | Mitsubishi | MWT-95/2.4 | 16.6 | 2 | 262.4
56988 | Cimarron Windpower II, LLC | 57663 | Cimarron Windpower II | KS | Gray | 1 | OP | Onshore Wind Turbine | WT | IPP Non-CHP | 2 | 131 | 131 | 131 | 6 | 2012 | 57 | Siemens | SWT-2.3-108 | 17.6 | 2 | 272
56215 | E ON Climate Renewables N America LLC | 57675 | Pioneer Trail Wind Farm, LLC | IL | Iroquois | PTWF | OP | Onshore Wind Turbine | WT | IPP Non-CHP | 2 | 150.4 | 150.4 | 150.4 | 12 | 2011 | 94 | GE | 1.6 XLE | 17.4 | 2 | 262.4
56545 | Pattern Operators LP | 57678 | Post Rock Wind Power Project, LLC | KS | Ellsworth | 1 | OP | Onshore Wind Turbine | WT | IPP Non-CHP | 2 | 201 | 201 | 201 | 9 | 2012 | 134 | GE | 1.5-82.5 | 18 | 2 | 262.4
57017 | DOE National Renewable Energy Laboratory | 57693 | DOE Golden NWTC Turbine Side | CO | Jefferson | GAMES | OP | Onshore Wind Turbine | WT | Commercial Non-CHP | 4 | 2 | 2 | 2 | 10 | 2011 | 1 | Gamesa | G97-2.0 | 10.9 | 2 | 295
57017 | DOE National Renewable Energy Laboratory | 57693 | DOE Golden NWTC Turbine Side | CO | Jefferson | GEDOE | OP | Onshore Wind Turbine | WT | Commercial Non-CHP | 4 | 1.5 | 1.5 | 1.5 | 1 | 2010 | 1 | GE | 1.5 SLE | 10.9 | 2 | 262.4
57017 | DOE National Renewable Energy Laboratory | 57693 | DOE Golden NWTC Turbine Side | CO | Jefferson | SIEM | OP | Onshore Wind Turbine | WT | Commercial Non-CHP | 4 | 2.3 | 2.3 | 2.3 | 1 | 2010 | 1 | Siemens | SWT-2.3-108 | 10.9 | 2 | 262.4
57024 | Vasco Winds, LLC | 57700 | Vasco Winds | CA | Contra Costa | 1 | OP | Onshore Wind Turbine | WT | IPP Non-CHP | 2 | 78.2 | 78.2 | 78.2 | 12 | 2011 | 34 | Siemens | SWT-2.3-101 | 22.3 | 2 | 262.4
57026 | NextEra Energy Montezuma Wind II, LLC | 57701 | Montezuma Wind II | CA | Solano | 1 | OP | Onshore Wind Turbine | WT | IPP Non-CHP | 2 | 78.2 | 78.2 | 78.2 | 1 | 2012 | 34 | Siemens | SWT-2.3-93 | 19 | 2 | 262.4
11806 | Massachusetts Mun Wholes Electric Co | 57721 | Berkshire Wind Power Project | MA | Berkshire | BWP | OP | Onshore Wind Turbine | WT | Electric Utility | 1 | 15 | 15 | 15 | 5 | 2011 | 10 | GE | 1.5 SLE | 16 | 2 | 262
57170 | EDF Renewable Asset Holdings, Inc. | 57725 | Shiloh IV Wind Project LLC | CA | Solano | 1 | OP | Onshore Wind Turbine | WT | IPP Non-CHP | 2 | 102.5 | 102.5 | 102.5 | 12 | 2012 | 58 | Senvion | MM92 | 19 | 2 | 257.5
57046 | University of Minnesota Morris Campus | 57732 | UMM Wind Turbine | MN | Stevens | UMM1 | OP | Onshore Wind Turbine | WT | Commercial Non-CHP | 4 | 1.7 | 0.6 | 0.9 | 6 | 2011 | 1 | Vestas | V82-1.65 | 18 | 2 | 265
57054 | Suzlon Project VIII LLC | 57741 | Suzlon Project VIII LLC | TX | Hartley | SP111 | OP | Onshore Wind Turbine | WT | IPP Non-CHP | 2 | 2.1 | 2.1 | 2.1 | 4 | 2015 | 1 | Suzlon | S111 | 16.8 | 3 | 295
57054 | Suzlon Project VIII LLC | 57741 | Suzlon Project VIII LLC | TX | Hartley | SP97 | OP | Onshore Wind Turbine | WT | IPP Non-CHP | 2 | 2.1 | 2.1 | 2.1 | 10 | 2011 | 1 | Suzlon | S97-2100 | 16.8 | 3 | 295
57053 | Laurel Wind Energy LLC | 57744 | Laurel Hill Wind | PA | Lycoming | 1 | OP | Onshore Wind Turbine | WT | IPP Non-CHP | 2 | 69 | 69 | 69 | 9 | 2012 | 30 | Siemens | SWT-2.3-108 | 12.8 | 2 | 272
57042 | Gordon Butte Wind LLC | 57748 | Gordon Butte Wind LLC | MT | Meagher | GBW | OP | Onshore Wind Turbine | WT | IPP Non-CHP | 2 | 9.6 | 9.6 | 9.6 | 1 | 2012 | 6 | GE | 1.5 SLE | 21 | 1 | 262
57041 | Idaho Winds LLC | 57749 | Sawtooth Wind Project | ID | Elmore | ST | OP | Onshore Wind Turbine | WT | IPP Non-CHP | 2 | 22.4 | 22.4 | 22.4 | 10 | 2011 | 14 | GE | 1.6 XLE | 12 | 3 | 262.5
57063 | Los Vientos Wind 1A, LLC | 57751 | Los Vientos Wind 1A | TX | Cameron | 1 | OP | Onshore Wind Turbine | WT | IPP Non-CHP | 2 | 200 | 200 | 200 | 12 | 2012 | 87 | Siemens | SWT-2.3-108 | 13.9 | 2 | 272
57064 | Los Vientos Wind 1B, LLC | 57752 | Los Vientos Wind 1B | TX | Cameron | 1 | OP | Onshore Wind Turbine | WT | IPP Non-CHP | 2 | 201.6 | 201.6 | 201.6 | 12 | 2012 | 84 | Mitsubishi | MWT-102/2.4 | 14.8 | 2 | 272
57050 | TPW Petersburg LLC | 57755 | TPW Petersburg | NE | Boone | PETE | OP | Onshore Wind Turbine | WT | IPP Non-CHP | 2 | 40.5 | 40.5 | 40.5 | 11 | 2011 | 27 | GE | 1.5 XLE | 19 | 2 | 262.4
57066 | Coastal Community Action Program | 57756 | Coastal Energy Project | WA | Grays Harbor | 1 | OP | Onshore Wind Turbine | WT | IPP Non-CHP | 2 | 6 | 6 | 6 | 6 | 2010 | 4 | GE | 1.5 SLE | 12 | 2 | 265
57170 | EDF Renewable Asset Holdings, Inc. | 57757 | Pacific Wind LLC | CA | Kern | 1 | OP | Onshore Wind Turbine | WT | IPP Non-CHP | 2 | 151.7 | 140 | 140 | 8 | 2012 | 75 | Senvion | MM92 | 19 | 2 | 257.5
57068 | Power County Wind Park South LLC | 57760 | Power County Wind Park South | ID | Power | PCWPS | OP | Onshore Wind Turbine | WT | IPP Non-CHP | 2 | 22.5 | 22.5 | 22.5 | 12 | 2011 | 9 | Nordex | N100/2500 | 17.2 | 2 | 262
57069 | Power County Wind Park North LLC | 57761 | Power County Wind Park North | ID | Power | PCWPN | OP | Onshore Wind Turbine | WT | IPP Non-CHP | 2 | 22.5 | 22.5 | 22.5 | 12 | 2011 | 9 | Nordex | N100/2500 | 17.2 | 2 | 262
58143 | Cimarron Wind Energy LLC | 57762 | Cimarron Wind Energy LLC | KS | Gray | CPV1 | OP | Onshore Wind Turbine | WT | IPP Non-CHP | 2 | 165.6 | 165.6 | 165.6 | 11 | 2012 | 72 | Siemens | SWT-2.3-108 | 14 | 3 | 297
57075 | Ridgeline Energy LLC | 57766 | Rockland Wind Farm | ID | Power | RLWF | OP | Onshore Wind Turbine | WT | IPP Non-CHP | 2 | 79.2 | 79.2 | 79.2 | 12 | 2011 | 44 | Vestas | V100-1.8 | 15.4 | 3 | 262.5
57077 | Adams Electric Cooperative | 57767 | Brown County Wind Turbine | IL | Brown | 1 | OP | Onshore Wind Turbine | WT | Electric Utility | 1 | 1.5 | 1.5 | 1.5 | 9 | 2011 | 1 | VENSYS | VENSYS77 | 16.5 | 2 | 281
55963 | AE Power Services LLC | 57769 | Mehoopany Wind Energy LLC | PA | Wyoming | 1 | OP | Onshore Wind Turbine | WT | IPP Non-CHP | 2 | 140.8 | 140.8 | 140.8 | 12 | 2012 | 88 | GE | 1.6-82.5 | 19 | 2 | 328
11556 | Brookfield Energy Marketing LP | 57774 | Windstar 1 | CA | Kern | WGNS | OP | Onshore Wind Turbine | WT | IPP Non-CHP | 2 | 120 | 120 | 120 | 2 | 2012 | 60 | Gamesa | G80-2.0 | 27 | 1 | 220
11556 | Brookfield Energy Marketing LP | 57775 | Kingman 1 | AZ | Mohave | WGNS | OP | Onshore Wind Turbine | WT | IPP Non-CHP | 2 | 10 | 10 | 10 | 9 | 2011 | 5 | Gamesa | G90-2.0 | 27 | 3 | 256
55963 | AE Power Services LLC | 57787 | Flat Ridge 2 Wind Energy LLC | KS | Harper | 1 | OP | Onshore Wind Turbine | WT | IPP Non-CHP | 2 | 470.4 | 470.4 | 470.4 | 10 | 2012 | 294 | GE | 1.6-100 | 16.8 | 3 | 262.4
56930 | Foundation HA Energy Generation, LLC | 57791 | Foundation AB | CA | Solano | WTG1 | OP | Onshore Wind Turbine | WT | IPP Non-CHP | 2 | 1.5 | 1.5 | 1.5 | 11 | 2011 | 1 | GE | 1.5 SLE | 13.4 | 4 | 213
56930 | Foundation HA Energy Generation, LLC | 57792 | Foundation IE | CA | San Bernardino | WTG1 | OP | Onshore Wind Turbine | WT | IPP Non-CHP | 2 | 1 | 1 | 1 | 12 | 2011 | 1 | Mitsubishi | MWT-1000A | 12 | 4 | 180
12647 | ALLETE, Inc. | 57800 | Bison 2 Wind Energy Center | ND | Morton | BISO2 | OP | Onshore Wind Turbine | WT | Electric Utility | 1 | 105 | 105 | 105 | 12 | 2012 | 35 | Siemens | SWT-3.0-101 | 19.9 | 1 | 261
12647 | ALLETE, Inc. | 57801 | Bison 3 Wind Energy Center | ND | Morton | BISO3 | OP | Onshore Wind Turbine | WT | Electric Utility | 1 | 105 | 105 | 105 | 12 | 2012 | 35 | Siemens | SWT-3.0-101 | 19.9 | 1 | 260
56215 | E ON Climate Renewables N America LLC | 57802 | Magic Valley Wind Farm I LLC | TX | Willacy | MV1 | OP | Onshore Wind Turbine | WT | IPP Non-CHP | 2 | 203 | 203 | 203 | 9 | 2012 | 112 | Vestas | V100-1.8 | 16.6 | 3 | 262.4
57122 | Lime Wind LLC | 57803 | Lime Wind | OR | Baker | T1-6 | OP | Onshore Wind Turbine | WT | IPP Non-CHP | 2 | 3 | 3 | 3 | 12 | 2011 | 6 | Nordtank | NTK 500/41 | 16.3 | 2 | 131
57127 | GL Wind LLC | 57813 | GL Wind | MN | Winona | TURB1 | OP | Onshore Wind Turbine | WT | IPP Non-CHP | 2 | 2.5 | 0.5 | 0.5 | 12 | 2011 | 1 | Clipper | Liberty C96 | 15 | 2 | 262.4
57127 | GL Wind LLC | 57813 | GL Wind | MN | Winona | TURB2 | OP | Onshore Wind Turbine | WT | IPP Non-CHP | 2 | 2.5 | 2.4 | 2.4 | 12 | 2011 | 1 | Clipper | Liberty C96 | 15 | 2 | 262.4
57138 | University of Minnesota WCROC | 57823 | WCROC Wind Farm | MN | Stevens | WTG1 | OP | Onshore Wind Turbine | WT | IPP Non-CHP | 2 | 1.7 | 0.4 | 0.7 | 3 | 2005 | 1 | Vestas | V82-1.65 | 18 | 2 | 235
60423 | RPMA Operations LLC | 57830 | Rippey Wind Farm | IA | Greene | NORD | OP | Onshore Wind Turbine | WT | IPP Non-CHP | 2 | 50 | 50 | 50 | 8 | 2012 | 20 | Nordex | N100/2500 | 19 | 2 | 328
60423 | RPMA Operations LLC | 57832 | Hawkeye Wind Farm | IA | Bremer | NORD | OP | Onshore Wind Turbine | WT | IPP Non-CHP | 2 | 35 | 34 | 34 | 10 | 2012 | 15 | Nordex | N100/2500 | 19 | 2 | 328
61975 | BlackRock Inc. | 57833 | Mustang Hills LLC | CA | Kern | AW06 | OP | Onshore Wind Turbine | WT | IPP Non-CHP | 2 | 150 | 150 | 150 | 5 | 2012 | 50 | Vestas | V90-3.0 | 22.4 | 1 | 262.4
59868 | Pinyon Pines Wind I, LLC | 57834 | Pinyon Pine I | CA | Kern | AW07 | OP | Onshore Wind Turbine | WT | IPP Non-CHP | 2 | 168 | 168 | 168 | 11 | 2012 | 56 | Vestas | V90-3.0 | 18.7 | 2 | 262.5
11556 | Brookfield Energy Marketing LP | 57835 | Alta Wind VIII | CA | Kern | AW08 | OP | Onshore Wind Turbine | WT | IPP Non-CHP | 2 | 150 | 150 | 150 | 1 | 2012 | 50 | Vestas | V90-3.0 | 18 | 2 | 262.4
59869 | Pinyon Pines Wind II, LLC | 57837 | Pinyon Pine II | CA | Kern | AW09 | OP | Onshore Wind Turbine | WT | IPP Non-CHP | 2 | 132 | 132 | 132 | 11 | 2012 | 44 | Vestas | V90-3.0 | 18.6 | 2 | 262.5
9417 | Interstate Power and Light Co | 57844 | Franklin County Wind Farm | IA | Franklin | 1 | OP | Onshore Wind Turbine | WT | Electric Utility | 1 | 99 | 99 | 99 | 12 | 2012 | 60 | Vestas | V82-1.65 | 17.7 | 2 | 262
5109 | DTE Electric Company | 57851 | Sigel Wind Park | MI | Huron | 1 | OP | Onshore Wind Turbine | WT | Electric Utility | 1 | 64 | 64 | 64 | 12 | 2012 | 40 | GE | 1.6-100 | 17 | 3 | 328
5109 | DTE Electric Company | 57852 | Minden Wind Park | MI | Sanilac | 1 | OP | Onshore Wind Turbine | WT | Electric Utility | 1 | 32 | 32 | 32 | 12 | 2012 | 20 | GE | 1.6-100 | 17 | 3 | 328
5109 | DTE Electric Company | 57853 | McKinley Wind Park | MI | Huron | 1 | OP | Onshore Wind Turbine | WT | Electric Utility | 1 | 14.4 | 14 | 14 | 12 | 2012 | 9 | GE | 1.6-100 | 17 | 3 | 328
9442 | Town of Ipswich - (MA) | 57855 | Ipswich Wind Turbine | MA | Essex | 1 | OP | Onshore Wind Turbine | WT | Electric Utility | 1 | 1.6 | 1.6 | 1.6 | 5 | 2011 | 1 | GE | 1.6-82.5 | 15.3 | 3 | 300
57191 | Caney River Wind Project | 57858 | Caney River Wind Project | KS | Elk | 1 | OP | Onshore Wind Turbine | WT | IPP Non-CHP | 2 | 200 | 200 | 200 | 11 | 2011 | 111 | Vestas | V90-1.8 | 23 | 2 | 344
56215 | E ON Climate Renewables N America LLC | 57862 | Wildcat Wind Farm I, LLC | IN | Tipton | 1 | OP | Onshore Wind Turbine | WT | IPP Non-CHP | 2 | 200 | 200 | 200 | 12 | 2012 | 118 | GE | 1.6 XLE | 18.1 | 2 | 328
7349 | Golden Spread Electric Cooperative, Inc | 57866 | Golden Spread Panhandle Wnd Rch | TX | Oldham | PWR | OP | Onshore Wind Turbine | WT | Electric Utility | 1 | 78.2 | 78.2 | 78.2 | 9 | 2011 | 34 | Siemens | SWT-2.3-101 | 19.3 | 2 | 262.4
61975 | BlackRock Inc. | 57867 | Howard Wind Farm | NY | Steuben | 1 | OP | Onshore Wind Turbine | WT | IPP Non-CHP | 2 | 55.4 | 51.3 | 51.3 | 12 | 2011 | 25 | Senvion | MM92 | 19 | 3 | 262.4
61975 | BlackRock Inc. | 57867 | Howard Wind Farm | NY | Steuben | 2 | OP | Onshore Wind Turbine | WT | IPP Non-CHP | 2 | 4.1 | 4.1 | 4.1 | 12 | 2012 | 2 | Senvion | MM92 | 19 | 3 | 262.4
12341 | MidAmerican Energy Co | 57873 | Eclipse Wind Farm | IA | Guthrie | EWF | OP | Onshore Wind Turbine | WT | Electric Utility | 1 | 200.1 | 200 | 200 | 9 | 2012 | 87 | Siemens | SWT-2.3-108 | 16.8 | 3 | 262.4
12341 | MidAmerican Energy Co | 57874 | Vienna Wind Farm | IA | Marshall | VIIWF | OP | Onshore Wind Turbine | WT | Electric Utility | 1 | 44.6 | 44.6 | 44.6 | 12 | 2013 | 19 | Siemens | SWT-2.3-108 | 16.8 | 3 | 262.4
12341 | MidAmerican Energy Co | 57874 | Vienna Wind Farm | IA | Marshall | VIWF | OP | Onshore Wind Turbine | WT | Electric Utility | 1 | 105.6 | 105.6 | 105.6 | 11 | 2012 | 45 | Siemens | SWT-2.3-108 | 16.8 | 3 | 262.4
12341 | MidAmerican Energy Co | 57875 | Morning Light Wind Farm | IA | Adair | MLWF | OP | Onshore Wind Turbine | WT | Electric Utility | 1 | 101.2 | 101.2 | 101.2 | 10 | 2012 | 44 | Siemens | SWT-2.3-108 | 16.8 | 3 | 262.4
57215 | Regents of the University of Minnesota | 57880 | Eolos Wind Energy Research Field Station | MN | Dakota | 1 | OP | Onshore Wind Turbine | WT | IPP Non-CHP | 2 | 2.5 | 2.5 | 2.5 | 10 | 2011 | 1 | Clipper | Liberty C96 | 19 | 2 | 262.4
57257 | Wildcat Wind, LLC | 57887 | Wildcat Wind | NM | Lea | 1 | OP | Onshore Wind Turbine | WT | IPP Non-CHP | 2 | 27.3 | 27.3 | 27.3 | 7 | 2012 | 13 | Suzlon | S97-2100 | 18.2 | 3 | 295.3
57256 | Harvest II Windfarm, LLC | 57888 | Harvest 2 | MI | Huron | 1 | OP | Onshore Wind Turbine | WT | IPP Non-CHP | 2 | 59.4 | 59.4 | 59.4 | 11 | 2012 | 33 | Vestas | V100-1.8 | 16.4 | 3 | 311.7
56627 | DeWind Co. | 57889 | KODE Novus II | OK | Texas | NOVII | OP | Onshore Wind Turbine | WT | IPP Non-CHP | 2 | 40 | 40 | 40 | 12 | 2012 | 20 | DeWind | D9.2 | 18.8 | 2 | 262.5
40575 | Utah Associated Mun Power Sys | 57890 | Horse Butte Wind I, LLC | ID | Bonneville | 1 | OP | Onshore Wind Turbine | WT | Electric Utility | 1 | 57.6 | 57.6 | 57.6 | 8 | 2012 | 32 | Vestas | V100-1.8 | 15.4 | 3 | 262.4
15399 | Avangrid Renewables LLC | 57913 | Tule Wind LLC | CA | San Diego | 1 | OP | Onshore Wind Turbine | WT | IPP Non-CHP | 2 | 143 | 143 | 143 | 12 | 2017 | 57 | GE | 1.5 S | 12 | 2 | 260
15399 | Avangrid Renewables LLC | 57927 | Baffin Wind | TX | Kenedy | 1 | OP | Onshore Wind Turbine | WT | IPP Non-CHP | 2 | 188 | 188 | 188 | 12 | 2014 | 84 | Gamesa | G87-2.0 | 14 | 2 | 269
7353 | Golden Valley Elec Assn Inc | 57935 | Eva Creek Wind | AK | Denali | EVW | OP | Onshore Wind Turbine | WT | Electric Utility | 1 | 24.6 | 24.6 | 24.6 | 1 | 2013 | 12 | REpower | MM92 | 16.5 | 3 | 262
59365 | Capital Power Corporation | 57947 | Macho Springs Power I | NM | Luna | GEN | OP | Onshore Wind Turbine | WT | IPP Non-CHP | 2 | 50.4 | 50.4 | 50.4 | 11 | 2011 | 28 | Vestas | V100-1.8 | 13.1 | 3 | 262.4
56925 | FPLE Wind, LLC | 57956 | Minco Wind II, LLC | OK | Grady | 1 | OP | Onshore Wind Turbine | WT | IPP Non-CHP | 2 | 100.8 | 100.8 | 100.8 | 11 | 2011 | 63 | GE | 1.6 XLE | 18 | 2 | 265
56769 | Consolidated Edison Development Inc. | 57962 | Brookfield Tehachapi 1 | CA | Kern | BT1 | OP | Onshore Wind Turbine | WT | IPP Non-CHP | 2 | 102 | 102 | 102 | 3 | 2012 | 34 | Vestas | V90-3.0 | 18 | 1 | 278
57333 | Musselshell Wind Project LLC | 57963 | Musselshell Wind Project | MT | Wheatland | MS01 | OP | Onshore Wind Turbine | WT | IPP Non-CHP | 2 | 10 | 10 | 10 | 12 | 2012 | 7 | Goldwind | GW 87/1500 | 22 | 3 | 246
59050 | Algonquin Power Co | 57964 | Shady Oaks Wind Farm | IL | Lee | 1 | OP | Onshore Wind Turbine | WT | IPP Non-CHP | 2 | 109.5 | 109.5 | 109.5 | 5 | 2012 | 71 | Goldwind | GW 82/1500 | 17 | 3 | 328.1
57338 | Musselshell Wind Project Two LLC | 57965 | Musselshell Wind Project Two LLC | MT | Wheatland | MS02 | OP | Onshore Wind Turbine | WT | IPP Non-CHP | 2 | 10 | 10 | 10 | 12 | 2012 | 7 | Goldwind | GW 87/1500 | 22 | 3 | 246
57340 | Cashton Greens Wind Farm LLC | 57968 | Cashton Greens Wind Farm | WI | Monroe | CGWF | OP | Onshore Wind Turbine | WT | IPP Non-CHP | 2 | 5 | 4.8 | 4.8 | 5 | 2012 | 2 | Clipper | Liberty C96 | 15 | 2 | 328
57170 | EDF Renewable Asset Holdings, Inc. | 57973 | Spinning Spur Wind LLC | TX | Oldham | GEN1 | OP | Onshore Wind Turbine | WT | IPP Non-CHP | 2 | 161 | 161 | 161 | 11 | 2012 | 70 | Siemens | SWT-2.3-101 | 19 | 2 | 262.4
57170 | EDF Renewable Asset Holdings, Inc. | 57974 | Bobcat Bluff Wind Project LLC | TX | Archer | GEN1 | OP | Onshore Wind Turbine | WT | IPP Non-CHP | 2 | 150 | 150 | 150 | 12 | 2012 | 100 | GE | 1.5 SLE | 19 | 2 | 262.4
57170 | EDF Renewable Asset Holdings, Inc. | 57975 | Spearville 3 LLC | KS | Ford | GEN1 | OP | Onshore Wind Turbine | WT | IPP Non-CHP | 2 | 108 | 108 | 108 | 10 | 2012 | 63 | GE | 1.6 XLE | 19 | 2 | 262.4
56482 | Gamesa Wind US | 57976 | Pocahontas Prairie Wind Farm | IA | Pocahontas | 1 | OP | Onshore Wind Turbine | WT | IPP Non-CHP | 2 | 80 | 80 | 80 | 2 | 2012 | 40 | Gamesa | G97-2.0 | 20 | 2 | 328
7601 | Green Mountain Power Corp | 57979 | Kingdom Community Wind | VT | Orleans | KCW | OP | Onshore Wind Turbine | WT | Electric Utility | 1 | 65 | 65 | 65 | 11 | 2012 | 21 | Vestas | V112-3.0 | 17 | 2 | 275
56146 | Black Hills Colorado Electric, LLC | 57980 | Busch Ranch Wind Energy Farm | CO | Huerfano | WTG | OP | Onshore Wind Turbine | WT | Electric Utility | 1 | 29 | 29 | 29 | 10 | 2012 | 16 | Vestas | V100-1.8 | 22 | 2 | 263
59050 | Algonquin Power Co | 57981 | Senate Wind LLC | TX | Jack | GEN1 | OP | Onshore Wind Turbine | WT | IPP Non-CHP | 2 | 150 | 150 | 150 | 12 | 2012 | 75 | Gamesa | G90-2.0 | 18.1 | 2 | 328.1
57355 | Stephens Ranch Wind Energy LLC | 57983 | Stephens Ranch Wind Energy LLC | TX | Borden | 1 | OP | Onshore Wind Turbine | WT | IPP Non-CHP | 2 | 211 | 211 | 211 | 12 | 2014 | 118 | GE | 1.79-100 | 14.9 | 2 | 262.5
57355 | Stephens Ranch Wind Energy LLC | 57983 | Stephens Ranch Wind Energy LLC | TX | Borden | 2 | OP | Onshore Wind Turbine | WT | IPP Non-CHP | 2 | 165 | 165 | 165 | 4 | 2015 | 92 | GE | 1.79-100 | 14.9 | 2 | 262.5
4254 | Consumers Energy Co | 57984 | Lake Winds Energy Park | MI | Mason | LWEP | OP | Onshore Wind Turbine | WT | Electric Utility | 1 | 100.8 | 100.8 | 100.8 | 11 | 2012 | 56 | Vestas | V100-1.8 | 16.7 | 3 | 311
57363 | Canadian Hills Wind LLC | 57987 | Canadian Hills Wind | OK | Canadian | 1 | OP | Onshore Wind Turbine | WT | IPP Non-CHP | 2 | 298.5 | 298.5 | 298.5 | 12 | 2012 | 135 | REpower | MM92 | 19 | 3 | 273
61975 | BlackRock Inc. | 57991 | Highland North Wind Farm | PA | Cambria | 1 | OP | Onshore Wind Turbine | WT | IPP Non-CHP | 2 | 75 | 75 | 75 | 3 | 2012 | 30 | Nordex | N100/2500 | 18.5 | 2 | 328.1
57370 | NaturEner Rim Rock Energy LLC | 57995 | NaturEner Rim Rock Energy | MT | Toole | RR | OP | Onshore Wind Turbine | WT | IPP Non-CHP | 2 | 189 | 184.6 | 184.6 | 12 | 2012 | 126 | Acciona | AW77/1500 | 18 | 2 | 262
57372 | Auwahi Wind Energy LLC | 57996 | Auwahi Wind Energy | HI | Maui | AWET | OP | Onshore Wind Turbine | WT | IPP Non-CHP | 2 | 24 | 24 | 24 | 12 | 2012 | 8 | Siemens | SWT-3.0-101 | 24.6 | 1 | 261
61975 | BlackRock Inc. | 57998 | Twin Ridges Wind Farm | PA | Somerset | 1 | OP | Onshore Wind Turbine | WT | IPP Non-CHP | 2 | 139.4 | 139.4 | 139.4 | 12 | 2012 | 68 | Senvion | MM92 | 19 | 2 | 328.1
61975 | BlackRock Inc. | 57999 | Patton Wind Farm | PA | Cambria | 1 | OP | Onshore Wind Turbine | WT | IPP Non-CHP | 2 | 30 | 30 | 30 | 12 | 2012 | 15 | Gamesa | G97-2.0 | 16.8 | 3 | 295.3
56215 | E ON Climate Renewables N America LLC | 58000 | Anacacho Wind Farm, LLC | TX | Kinney | ANA | OP | Onshore Wind Turbine | WT | IPP Non-CHP | 2 | 99.8 | 99.8 | 99.8 | 12 | 2012 | 55 | Vestas | V100-1.8 | 17 | 3 | 262.4
57378 | Granite Reliable Power | 58004 | Granite Reliable Power | NH | Coos | 1 | OP | Onshore Wind Turbine | WT | IPP Non-CHP | 2 | 99 | 99 | 99 | 2 | 2012 | 33 | Vestas | V90-3.0 | 19.5 | 2 | 266.7
59139 | SunEdison LLC | 58008 | California Ridge Wind Energy LLC | IL | Vermilion | CR | OP | Onshore Wind Turbine | WT | IPP Non-CHP | 2 | 217 | 200 | 200 | 12 | 2012 | 134 | GE | 1.6-100 | 18.1 | 3 | 263
57395 | Shooting Star Power Partners, LLC | 58018 | Shooting Star | KS | Kiowa | 1 | OP | Onshore Wind Turbine | WT | IPP Non-CHP | 2 | 104 | 104 | 104 | 9 | 2012 | 65 | GE | 1.6-82.5 | 20.4 | 2 | 262.5
57396 | High Mesa Energy, LLC | 58019 | High Mesa | ID | Twin Falls | 1 | OP | Onshore Wind Turbine | WT | IPP Non-CHP | 2 | 40 | 39.9 | 39.9 | 12 | 2012 | 19 | Suzlon | S97-2100 | 14.7 | 3 | 295.3
57397 | Beebe Renewable Energy, LLC | 58020 | Beebe Renewable Energy LLC | MI | Gratiot | 1 | OP | Onshore Wind Turbine | WT | IPP Non-CHP | 2 | 81.6 | 81.6 | 81.6 | 12 | 2012 | 34 | Nordex | N117/2400 | 14.9 | 3 | 298.6
57398 | Whitetail Wind Energy, LLC | 58021 | Whitetail | TX | Webb | 1 | OP | Onshore Wind Turbine | WT | IPP Non-CHP | 2 | 92 | 91.2 | 91.2 | 12 | 2012 | 57 | GE | 1.6-82.5 | 17.5 | 2 | 262.5
57401 | Mt Wachusett Community College | 58025 | Mt Wachusett Community College | MA | Worcester | WTG1 | OP | Onshore Wind Turbine | WT | Commercial Non-CHP | 4 | 1.7 | 1.7 | 1.7 | 3 | 2011 | 1 | Vestas | V82-1.65 | 19 | 2 | 262
57401 | Mt Wachusett Community College | 58025 | Mt Wachusett Community College | MA | Worcester | WTG2 | OP | Onshore Wind Turbine | WT | Commercial Non-CHP | 4 | 1.7 | 1.7 | 1.7 | 3 | 2011 | 1 | Vestas | V82-1.65 | 19 | 2 | 262
57402 | Spruce Mountain Wind LLC | 58026 | Spruce Mountain WInd | ME | Oxford | 1 | OP | Onshore Wind Turbine | WT | IPP Non-CHP | 2 | 20 | 20 | 20 | 12 | 2011 | 10 | Gamesa | G90-2.0 | 19 | 2 | 256
57406 | Deepwater Wind Block Island LLC | 58035 | Block Island Wind Farm | RI | Washington | BIWF | OP | Offshore Wind Turbine | WS | IPP Non-CHP | 2 | 30 | 29.3 | 29.3 | 12 | 2016 | 5 | Alstom | Haliade 150 | 21.1 | 1 | 347.7
57409 | Buffalo Center Wind LLC | 58038 | Buffalo Center Wind LLC | IA | Mitchell | BCW | OP | Onshore Wind Turbine | WT | IPP Non-CHP | 2 | 1.5 | 1.5 | 1.5 | 11 | 2011 | 1 | Goldwind | GW 82/1500 | 16 | 3 | 278
57412 | Chisholm View Wind Project | 58041 | Chisholm View Wind Project | OK | Garfield | 1 | OP | Onshore Wind Turbine | WT | IPP Non-CHP | 2 | 235.2 | 235.2 | 235.2 | 12 | 2012 | 140 | GE | 1.68-82.5 | 24 | 2 | 328
57412 | Chisholm View Wind Project | 58041 | Chisholm View Wind Project | OK | Garfield | 2 | OP | Onshore Wind Turbine | WT | IPP Non-CHP | 2 | 64.8 | 64.8 | 64.8 | 12 | 2016 | 27 | GE | 1.68-82.5 | 24 | 2 | 328
57416 | Acciona Energy USA Global, LLC | 58044 | Anchor Wind, LLC | IA | Cedar | GEN1 | OP | Onshore Wind Turbine | WT | IPP Non-CHP | 2 | 6 | 5.9 | 5.9 | 10 | 2012 | 2 | Acciona | AW116/3000 | 31.3 | 2 | 328
57417 | Zephyr Wind LLC | 58045 | Community Wind South | MN | Nobles | GEN1 | OP | Onshore Wind Turbine | WT | IPP Non-CHP | 2 | 30 | 30 | 30 | 12 | 2012 | 15 | REpower | MM92 | 20 | 2 | 328
57421 | BayWa r.e Wind LLC | 58048 | BayWa r.e Mozart LLC | TX | Kent | 1 | OP | Onshore Wind Turbine | WT | IPP Non-CHP | 2 | 30 | 30 | 30 | 12 | 2012 | 12 | Nordex | N100/2500 | 19 | 2 | 262.4
57443 | MWRA Charlestown | 58065 | Charlestown Wind Turbine | MA | Suffolk | CWT1 | OP | Onshore Wind Turbine | WT | IPP Non-CHP | 2 | 1.5 | 1.5 | 1.5 | 10 | 2011 | 1 | Sinovel | SL1500/82 | 8.9 | 3 | 230
56769 | Consolidated Edison Development Inc. | 58071 | Windwalkers LLC | IA | Worth | 1 | OP | Onshore Wind Turbine | WT | IPP Non-CHP | 2 | 1.6 | 1.6 | 1.6 | 9 | 2011 | 1 | GE | 1.6-82.5 | 17 | 2 | 265
57451 | Rocky Ridge Wind Project LLC | 58078 | Rocky Ridge Wind Project | OK | Kiowa | GE 1. | OP | Onshore Wind Turbine | WT | IPP Non-CHP | 2 | 148.8 | 148.8 | 148.8 | 6 | 2012 | 93 | GE | 1.62-100 | 24 | 2 | 328
57460 | NextEra Wolf Ridge LLC | 58080 | Wolf Ridge Wind | TX | Cooke | 1 | OP | Onshore Wind Turbine | WT | IPP Non-CHP | 2 | 112.5 | 112.5 | 112.5 | 8 | 2008 | 75 | GE | 1.5 XLE | 16.8 | 3 | 262.5
49893 | Invenergy Services LLC | 58088 | Stony Creek Wind Farm NY | NY | Wyoming | 1 | OP | Onshore Wind Turbine | WT | IPP Non-CHP | 2 | 94.4 | 94.4 | 94.4 | 11 | 2013 | 58 | GE | 1.6-100 | 15.9 | 3 | 262.5
56769 | Consolidated Edison Development Inc. | 58089 | Roeder Family Wind Farm LLC | IA | Worth | 1 | OP | Onshore Wind Turbine | WT | IPP Non-CHP | 2 | 1.6 | 1.6 | 1.6 | 9 | 2011 | 1 | GE | 1.6 82.5 | 17 | 1 | 265
15399 | Avangrid Renewables LLC | 58098 | El Cabo Wind | NM | Torrance | 1 | OP | Onshore Wind Turbine | WT | IPP Non-CHP | 2 | 298 | 298 | 298 | 12 | 2017 | 142 | Gamesa | G114-2.0 | 12 | 2 | 240
57476 | Foundation CA Fund VI Manager LLC | 58101 | Foundation Cemex River Plant | CA | San Bernardino | WTG1 | OP | Onshore Wind Turbine | WT | IPP Non-CHP | 2 | 1.6 | 1.6 | 1.6 | 12 | 2012 | 1 | GE | 1.6 XLE | 12 | 4 | 262.4
57476 | Foundation CA Fund VI Manager LLC | 58101 | Foundation Cemex River Plant | CA | San Bernardino | WTG2 | OP | Onshore Wind Turbine | WT | IPP Non-CHP | 2 | 1.6 | 1.6 | 1.6 | 12 | 2012 | 1 | GE | 1.6 XLE | 12 | 4 | 262.4
57476 | Foundation CA Fund VI Manager LLC | 58102 | Foundation Cemex BMQ | CA | San Bernardino | WTG1 | OP | Onshore Wind Turbine | WT | IPP Non-CHP | 2 | 1.5 | 1.5 | 1.5 | 12 | 2012 | 1 | GE | 1.5 SLE | 13.4 | 4 | 213
57476 | Foundation CA Fund VI Manager LLC | 58102 | Foundation Cemex BMQ | CA | San Bernardino | WTG2 | OP | Onshore Wind Turbine | WT | IPP Non-CHP | 2 | 1.5 | 1.5 | 1.5 | 12 | 2012 | 1 | GE | 1.5 SLE | 13.4 | 4 | 213
57480 | Heritage Garden Wind Farm I LLC | 58103 | Heritage Garden Wind Farm I LLC | MI | Delta | 1 | OP | Onshore Wind Turbine | WT | IPP Non-CHP | 2 | 28 | 28 | 28 | 9 | 2012 | 14 | Gamesa | G97-2.0 | 16.2 | 2 | 288
57476 | Foundation CA Fund VI Manager LLC | 58104 | Foundation Superior Farms | CA | Solano | WTG1 | OP | Onshore Wind Turbine | WT | Industrial Non-CHP | 6 | 1 | 1 | 1 | 12 | 2012 | 1 | Mitsubishi | MWT-1000A | 13.9 | 4 | 180
57476 | Foundation CA Fund VI Manager LLC | 58105 | Foundation Wal-Mart Red Bluff | CA | Tehama | WTG1 | OP | Onshore Wind Turbine | WT | Commercial Non-CHP | 4 | 1 | 1 | 1 | 9 | 2012 | 1 | GE | 1.5 SLE | 21 | 4 | 213
57075 | Ridgeline Energy LLC | 58106 | Meadow Creek Project Company | ID | Bonneville | MCPC | OP | Onshore Wind Turbine | WT | IPP Non-CHP | 2 | 119.7 | 115.8 | 115.8 | 12 | 2012 | 57 | Suzlon | S97-2100 | 17.9 | 3 | 295.3
59870 | Bishop Hill Energy II, LLC | 58111 | Bishop Hill II Wind Farm | IL | Henry | 1 | OP | Onshore Wind Turbine | WT | IPP Non-CHP | 2 | 81 | 81 | 81 | 10 | 2012 | 50 | GE | 1.6-100 | 16.8 | 3 | 328
57484 | Foundation CA Fund V Manager, LLC | 58112 | Foundation Cemex Madison | CA | Yolo | WTG1 | OP | Onshore Wind Turbine | WT | IPP Non-CHP | 2 | 1 | 1 | 1 | 8 | 2012 | 1 | GE | 1.5 SLE | 21 | 4 | 213
57484 | Foundation CA Fund V Manager, LLC | 58113 | Foundation RRM | CA | Riverside | WTG1 | OP | Onshore Wind Turbine | WT | IPP Non-CHP | 2 | 1 | 1 | 1 | 12 | 2012 | 1 | GE | 1.5 SLE | 21 | 1 | 213
57484 | Foundation CA Fund V Manager, LLC | 58113 | Foundation RRM | CA | Riverside | WTG2 | OP | Onshore Wind Turbine | WT | IPP Non-CHP | 2 | 1 | 1 | 1 | 12 | 2012 | 1 | GE | 1.5 SLE | 21 | 1 | 213
57484 | Foundation CA Fund V Manager, LLC | 58114 | Foundation NWNA | CA | Riverside | WTG1 | OP | Onshore Wind Turbine | WT | IPP Non-CHP | 2 | 1.6 | 1.6 | 1.6 | 12 | 2012 | 1 | GE | 1.6 XLE | 20.4 | 1 | 262.4
57484 | Foundation CA Fund V Manager, LLC | 58114 | Foundation NWNA | CA | Riverside | WTG2 | OP | Onshore Wind Turbine | WT | IPP Non-CHP | 2 | 1.6 | 1.6 | 1.6 | 12 | 2012 | 1 | GE | 1.6 XLE | 20.4 | 1 | 262.4
57484 | Foundation CA Fund V Manager, LLC | 58114 | Foundation NWNA | CA | Riverside | WTG3 | OP | Onshore Wind Turbine | WT | IPP Non-CHP | 2 | 1.9 | 1.9 | 1.9 | 9 | 2018 | 1 | GE | 1.85-87 | 20.4 | 1 | 262.4
5109 | DTE Electric Company | 58121 | Echo Wind Park | MI | Huron | GEN1 | OP | Onshore Wind Turbine | WT | Electric Utility | 1 | 49.6 | 49.6 | 49.6 | 1 | 2014 | 31 | GE | 1.6-100 | 17 | 3 | 328
5109 | DTE Electric Company | 58121 | Echo Wind Park | MI | Huron | GEN2 | OP | Onshore Wind Turbine | WT | Electric Utility | 1 | 62.4 | 62.4 | 62.4 | 12 | 2014 | 39 | GE | 1.6-100 | 17 | 3 | 328
5109 | DTE Electric Company | 58121 | Echo Wind Park | MI | Huron | GEN3 | OP | Onshore Wind Turbine | WT | Electric Utility | 1 | 50 | 50 | 50 | 12 | 2016 | 30 | GE | 1.6-100 | 17 | 3 | 328
57503 | Limon | 58126 | Limon Wind I | CO | Lincoln | 1 | OP | Onshore Wind Turbine | WT | IPP Non-CHP | 2 | 200 | 200 | 200 | 11 | 2012 | 125 | GE | 1.6 SLE | 17 | 3 | 262.4
57503 | Limon | 58127 | Limon Wind II | CO | Lincoln | 1 | OP | Onshore Wind Turbine | WT | IPP Non-CHP | 2 | 200 | 200 | 200 | 11 | 2012 | 125 | GE | 1.6 SLE | 14.7 | 3 | 262.4
58090 | NextEra Energy Resources Ensign Wind | 58137 | Ensign Wind LLC | KS | Gray | 1 | OP | Onshore Wind Turbine | WT | IPP Non-CHP | 2 | 98.9 | 98.9 | 98.9 | 11 | 2012 | 43 | Siemens | SWT-2.3-108 | 19 | 2 | 262.4
15399 | Avangrid Renewables LLC | 58141 | Groton Wind LLC | NH | Grafton | 1 | OP | Onshore Wind Turbine | WT | IPP Non-CHP | 2 | 48 | 48 | 48 | 12 | 2012 | 24 | Gamesa | G78-2.0 | 15.5 | 1 | 255
58121 | North Sky River Energy LLC | 58154 | North Sky River Energy LLC | CA | Kern | GEN1 | OP | Onshore Wind Turbine | WT | IPP Non-CHP | 2 | 162 | 162 | 162 | 12 | 2012 | 100 | GE | 1.6 XLE | 16.8 | 2 | 286
58132 | Perrin Ranch Wind LLC | 58155 | Perrin Ranch Wind LLC | AZ | Coconino | GEN1 | OP | Onshore Wind Turbine | WT | IPP Non-CHP | 2 | 99.2 | 99.2 | 99.2 | 1 | 2012 | 62 | GE | 1.6 XLE | 16.8 | 3 | 262.5
58134 | Cirrus Wind 1 LLC | 58162 | Cirrus Wind 1 LLC | TX | Lynn | CW | OP | Onshore Wind Turbine | WT | IPP Non-CHP | 2 | 61.2 | 61.2 | 61.2 | 12 | 2012 | 17 | CCWE | CCWE-3600/115.D | 14 | 2 | 279
56925 | FPLE Wind, LLC | 58203 | Minco Wind III, LLC | OK | Caddo | 1 | OP | Onshore Wind Turbine | WT | IPP Non-CHP | 2 | 100.8 | 100.8 | 100.8 | 12 | 2012 | 63 | GE | 1.7-100 | 18 | 3 | 265
58180 | Blackwell Wind, LLC | 58209 | NextEra-Blackwell Wind, LLC | OK | Kay | WT | OP | Onshore Wind Turbine | WT | IPP Non-CHP | 2 | 59.8 | 59.8 | 59.8 | 12 | 2012 | 26 | Siemens | SWT-2.3-108 | 19 | 2 | 262.4
13902 | NorthWestern Energy | 58218 | Spion Kop Wind Farm | MT | Judith Basin | SKW25 | OP | Onshore Wind Turbine | WT | Electric Utility | 1 | 40 | 40 | 40 | 12 | 2012 | 25 | GE | 1.6-82.5 | 19 | 2 | 262
58187 | Haviland Plastic Products Co | 58220 | Haviland Plastic Products | OH | Paulding | WTGA | OP | Onshore Wind Turbine | WT | Industrial Non-CHP | 6 | 1.5 | 1.5 | 1.5 | 5 | 2013 | 1 | Goldwind | GW 87/1500 | 13 | 3 | 263
58187 | Haviland Plastic Products Co | 58220 | Haviland Plastic Products | OH | Paulding | WTGB | OP | Onshore Wind Turbine | WT | Industrial Non-CHP | 6 | 1.5 | 1.5 | 1.5 | 5 | 2013 | 1 | Goldwind | GW 87/1500 | 13 | 3 | 263
58187 | Haviland Plastic Products Co | 58220 | Haviland Plastic Products | OH | Paulding | WTGC | OP | Onshore Wind Turbine | WT | Industrial Non-CHP | 6 | 1.5 | 1.5 | 1.5 | 6 | 2013 | 1 | Goldwind | GW 87/1500 | 13 | 3 | 263
60025 | Greenbacker Renewable Energy Corporation | 58233 | Wagner Wind LLC | CA | Riverside | GEN1 | OP | Onshore Wind Turbine | WT | IPP Non-CHP | 2 | 6 | 6 | 6 | 12 | 2012 | 2 | Vestas | V90-3.0 | 22.3 | 1 | 262.4
60025 | Greenbacker Renewable Energy Corporation | 58238 | Georgia Mountain Community Wind Farm | VT | Chittenden | GMCW | OP | Onshore Wind Turbine | WT | IPP Non-CHP | 2 | 10 | 10 | 10 | 12 | 2012 | 4 | Goldwind | GW 100/2500 | 17.5 | 2 | 262.4
56545 | Pattern Operators LP | 58242 | Pattern Panhandle Wind LLC | TX | Carson | 1 | OP | Onshore Wind Turbine | WT | IPP Non-CHP | 2 | 218 | 218 | 218 | 7 | 2014 | 118 | GE | 1.85-87 | 19 | 2 | 262.4
49893 | Invenergy Services LLC | 58321 | Goldthwaite Wind Energy Facility | TX | Mills | 1 | OP | Onshore Wind Turbine | WT | IPP Non-CHP | 2 | 150 | 150 | 150 | 12 | 2013 | 85 | GE | 1.7-100 | 16.8 | 3 | 263
59139 | SunEdison LLC | 58322 | Prairie Breeze | NE | Antelope | 1 | OP | Onshore Wind Turbine | WT | IPP Non-CHP | 2 | 206.5 | 206.5 | 206.5 | 5 | 2014 | 118 | GE | 1.7-100 | 19 | 3 | 262.5
58298 | FPL Energy Stateline II Inc | 58324 | Vansycle II Wind Energy Center | OR | Umatilla | SIE23 | OP | Onshore Wind Turbine | WT | IPP Non-CHP | 2 | 98.9 | 98.9 | 98.9 | 12 | 2009 | 43 | Siemens | SWT-2.3-93 | 19 | 2 | 262.4
58340 | Tuscola Bay Wind LLC | 58351 | Tuscola Bay Wind | MI | Tuscola | GE16 | OP | Onshore Wind Turbine | WT | IPP Non-CHP | 2 | 120 | 120 | 120 | 12 | 2012 | 75 | GE | 1.6 XLE | 16.8 | 3 | 262.5
58353 | NextEra Energy Majestic Wind | 58363 | Majestic II Wind | TX | Carson | WND1 | OP | Onshore Wind Turbine | WT | IPP Non-CHP | 2 | 79.6 | 79.6 | 79.6 | 8 | 2012 | 51 | GE | 1.6 XLE | 16.8 | 2 | 262.5
58360 | Blue Summit Wind LLC | 58372 | Blue Summit Wind LLC | TX | Wilbarger | GEN1 | OP | Onshore Wind Turbine | WT | IPP Non-CHP | 2 | 135.4 | 135.4 | 135.4 | 12 | 2012 | 85 | GE | 1.6 XLE | 16.8 | 2 | 262.5
60015 | NRG Yield LLC | 58394 | Alta Wind X | CA | Kern | AW10 | OP | Onshore Wind Turbine | WT | IPP Non-CHP | 2 | 138 | 138 | 138 | 1 | 2014 | 48 | GE | 2.85-103 | 22.4 | 2 | 262
60015 | NRG Yield LLC | 58395 | Alta Wind XI | CA | Kern | AW11 | OP | Onshore Wind Turbine | WT | IPP Non-CHP | 2 | 90 | 90 | 90 | 1 | 2014 | 48 | GE | 1.7-100 | 22.4 | 3 | 262.4
58388 | Pantex (NNSA) | 58404 | Pantex | TX | Carson | 1 | OP | Onshore Wind Turbine | WT | Commercial Non-CHP | 4 | 11.5 | 11.5 | 11.5 | 6 | 2014 | 5 | Siemens | SWT-2.3-101 | 27 | 2 | 262.4
58389 | Luther College Wind Energy Project LLC | 58407 | Luther College Wind Project | IA | Winneshiek | WTG01 | OP | Onshore Wind Turbine | WT | IPP Non-CHP | 2 | 1.6 | 1.6 | 1.6 | 10 | 2011 | 1 | GE | 1.6 XLE | 16 | 2 | 262.4
13468 | New London Municipal Utilities | 58414 | NLMU Wind | IA | Henry | NLMU | OP | Onshore Wind Turbine | WT | Electric Utility | 1 | 1.5 | 1.5 | 1.5 | 11 | 2011 | 1 | VENSYS | VENSYS82 | 15 | 3 | 279
58412 | Headwaters Wind Farm LLC | 58416 | Headwaters Wind Farm LLC | IN | Randolph | 1 | OP | Onshore Wind Turbine | WT | IPP Non-CHP | 2 | 200 | 200 | 200 | 12 | 2014 | 100 | Vestas | V110-2.0 | 16.7 | 3 | 311
58420 | Harbor Wind Tenant LLC | 58424 | Harbor Wind LLC | TX | Nueces | 1 | OP | Onshore Wind Turbine | WT | IPP Non-CHP | 2 | 9 | 9 | 9 | 2 | 2012 | 6 | Guodian United Power | GUP1500-82 | 16.5 | 3 | 262.4
58422 | Fire Island Wind LLC | 58425 | Fire Island Wind | AK | Anchorage | WT1 | OP | Onshore Wind Turbine | WT | IPP Non-CHP | 2 | 18 | 18 | 18 | 9 | 2012 | 11 | GE | 1.6 XLE | 16.1 | 2 | 262.4
58430 | Gamesa Wind US LLC | 58441 | Swauk Wind LLC | WA | Kittitas | SW | OP | Onshore Wind Turbine | WT | IPP Non-CHP | 2 | 4.3 | 4.3 | 4.3 | 12 | 2012 | 5 | Gamesa | G58-850 | 19 | 3 | 180
58439 | Junction Hilltop Management LLC | 58444 | Junction Hilltop Wind Farm | IA | Greene | JHW | OP | Onshore Wind Turbine | WT | IPP Non-CHP | 2 | 8 | 8 | 8 | 3 | 2012 | 5 | GE | 1.62-82.5 | 17.6 | 2 | 262.4
58444 | Cumberland Rose Wind Energy, LLC | 58456 | Cumberland Rose | IA | Adair | 1 | OP | Onshore Wind Turbine | WT | IPP Non-CHP | 2 | 1.6 | 1.6 | 1.6 | 8 | 2012 | 1 | GE | 1.62-82.5 | 17 | 2 | 262.5
58445 | Forward Fontanelle Power, LLC | 58457 | Fontanelle | IA | Adair | 1 | OP | Onshore Wind Turbine | WT | IPP Non-CHP | 2 | 1.6 | 1.6 | 1.6 | 8 | 2012 | 1 | GE | 1.62-82.5 | 17 | 2 | 262.5
58446 | Greenfield Wind Power, LLC | 58458 | Greenfield Wind | IA | Adair | 1 | OP | Onshore Wind Turbine | WT | Electric Utility | 1 | 1.6 | 1.6 | 1.6 | 8 | 2012 | 1 | GE | 1.62-82.5 | 17 | 2 | 262.5
58447 | Meadow Ridge Wind Energy, LLC | 58459 | Meadow Ridge | IA | Adair | 1 | OP | Onshore Wind Turbine | WT | IPP Non-CHP | 2 | 1.6 | 1.6 | 1.6 | 7 | 2012 | 1 | GE | 1.62-82.5 | 17 | 2 | 262.5
58448 | Sky Volt, LLC | 58460 | Sky Volt | IA | Adair | 1 | OP | Onshore Wind Turbine | WT | IPP Non-CHP | 2 | 1.6 | 1.6 | 1.6 | 8 | 2012 | 1 | GE | 1.62-82.5 | 17 | 2 | 262.5
58449 | Wiota Wind Energy, LLC #1 | 58461 | Wiota | IA | Cass | 1 | OP | Onshore Wind Turbine | WT | IPP Non-CHP | 2 | 1.6 | 1.6 | 1.6 | 5 | 2012 | 1 | GE | 1.62-82.5 | 17 | 2 | 262.5
57421 | BayWa r.e Wind LLC | 58464 | Broadview Energy Prime LLC | NM | Curry | 0001 | OP | Onshore Wind Turbine | WT | IPP Non-CHP | 2 | 9.9 | 9.9 | 9.9 | 2 | 2014 | 6 | Vestas | V82 | 19 | 1 | 262.4
57421 | BayWa r.e Wind LLC | 58465 | Broadview Energy Prime 2 LLC | NM | Curry | 0002 | OP | Onshore Wind Turbine | WT | IPP Non-CHP | 2 | 9.9 | 9.9 | 9.9 | 2 | 2014 | 6 | Vestas | V82 | 19 | 1 | 262.4
58461 | Buffalo Dunes Wind Project LLC | 58474 | Buffalo Dunes Wind Project | KS | Haskell | GE1 | OP | Onshore Wind Turbine | WT | IPP Non-CHP | 2 | 249.8 | 249.8 | 249.8 | 12 | 2013 | 135 | GE | 1.85-82.5 | 24 | 2 | 328
58488 | Alaska Environmental Power | 58511 | Delta Wind Farm | AK | Southeast Fairbanks | EWT1 | OP | Onshore Wind Turbine | WT | IPP Non-CHP | 2 | 0.9 | 0.9 | 0.9 | 10 | 2009 | 1 | EWT | DW54-900 | 15.1 | 3 | 240
58488 | Alaska Environmental Power | 58511 | Delta Wind Farm | AK | Southeast Fairbanks | EWT2 | OP | Onshore Wind Turbine | WT | IPP Non-CHP | 2 | 0.9 | 0.9 | 0.9 | 9 | 2013 | 1 | Northern Power | Northwind 100 | 15.1 | 3 | 240
58488 | Alaska Environmental Power | 58511 | Delta Wind Farm | AK | Southeast Fairbanks | NW1 | OP | Onshore Wind Turbine | WT | IPP Non-CHP | 2 | 0.1 | 0.1 | 0.1 | 9 | 2008 | 1 | Southwest Windpower | Skystream 3.7 | 15.1 | 3 | 120
58520 | Huerfano River Wind, LLC | 58548 | Huerfano River Wind | CO | Huerfano | WTG1 | OP | Onshore Wind Turbine | WT | IPP Non-CHP | 2 | 2 | 2 | 2 | 10 | 2013 | 1 | SANY | SE11020 | 16.8 | 3 | 262.4
58520 | Huerfano River Wind, LLC | 58548 | Huerfano River Wind | CO | Huerfano | WTG2 | OP | Onshore Wind Turbine | WT | IPP Non-CHP | 2 | 2 | 2 | 2 | 10 | 2013 | 1 | SANY | SE11020 | 16.8 | 3 | 262.4
58520 | Huerfano River Wind, LLC | 58548 | Huerfano River Wind | CO | Huerfano | WTG3 | OP | Onshore Wind Turbine | WT | IPP Non-CHP | 2 | 2 | 2 | 2 | 10 | 2013 | 1 | SANY | SE11020 | 16.8 | 3 | 262.4
58520 | Huerfano River Wind, LLC | 58548 | Huerfano River Wind | CO | Huerfano | WTG4 | OP | Onshore Wind Turbine | WT | IPP Non-CHP | 2 | 2 | 2 | 2 | 10 | 2013 | 1 | SANY | SE11020 | 16.8 | 3 | 262.4
15248 | Portland General Electric Co | 58571 | Tucannon River Wind Farm | WA | Columbia | 1 | OP | Onshore Wind Turbine | WT | Electric Utility | 1 | 266.8 | 266.8 | 266.8 | 12 | 2014 | 116 | Siemens | SWT-2.3-108 | 22.3 | 2 | 262.4
58539 | Pheasant Run Wind LLC | 58580 | Pheasant Run Wind LLC | MI | Huron | 1 | OP | Onshore Wind Turbine | WT | IPP Non-CHP | 2 | 74.8 | 74.8 | 74.8 | 12 | 2013 | 44 | GE | 1.7-100 | 16.8 | 3 | 262.4
58545 | Tuscola Wind II LLC | 58587 | Tuscola Wind II LLC | MI | Tuscola | 1 | OP | Onshore Wind Turbine | WT | IPP Non-CHP | 2 | 100.3 | 100.3 | 100.3 | 11 | 2013 | 59 | GE | 1.7-100 | 16.8 | 3 | 262.5
58551 | Steele Flats Wind Project LLC | 58594 | Steele Flats Wind Project LLC | NE | Jefferson | 1 | OP | Onshore Wind Turbine | WT | IPP Non-CHP | 2 | 74.8 | 74.8 | 74.8 | 10 | 2013 | 44 | GE | 1.7-100 | 16.8 | 3 | 262.5
56215 | E ON Climate Renewables N America LLC | 58596 | Grandview Wind Farm, LLC | TX | Carson | GRVWI | OP | Onshore Wind Turbine | WT | IPP Non-CHP | 2 | 211.2 | 211.2 | 211.2 | 12 | 2014 | 118 | GE | 1.7-100 | 16.3 | 3 | 262.4
58565 | Saddleback Ridge Wind, LLC | 58608 | Saddleback Ridge Wind Farm | ME | Franklin | SRW1 | OP | Onshore Wind Turbine | WT | IPP Non-CHP | 2 | 8.5 | 8.5 | 8.5 | 12 | 2014 | 3 | GE | 2.85-103 | 19 | 2 | 279
58565 | Saddleback Ridge Wind, LLC | 58608 | Saddleback Ridge Wind Farm | ME | Franklin | SRW2 | OP | Onshore Wind Turbine | WT | IPP Non-CHP | 2 | 25.7 | 25.7 | 25.7 | 9 | 2015 | 9 | GE | 2.85-103 | 19 | 2 | 279
58574 | Canton Mountain Wind LLC | 58620 | Canton Mountain Wind | ME | Oxford | 1 | OP | Onshore Wind Turbine | WT | IPP Non-CHP | 2 | 22.8 | 22.8 | 22.8 | 11 | 2017 | 8 | GE | 2.85-103 | 19 | 2 | 279
57365 | Consolidated Edison Solutions Inc | 58630 | RP Wind | OH | Logan | RPOH | OP | Onshore Wind Turbine | WT | IPP Non-CHP | 2 | 3.4 | 3.4 | 3.4 | 12 | 2013 | 2 | Gamesa | G97-2.0 | 17 | 2 | 262
59050 | Algonquin Power Co | 58657 | Odell Wind Farm | MN | Cottonwood | 1 | OP | Onshore Wind Turbine | WT | IPP Non-CHP | 2 | 200 | 200 | 200 | 7 | 2016 | 100 | Vestas | V110-2.0 | 16 | 3 | 262.5
13781 | Northern States Power Co - Minnesota | 58658 | Courtenay Wind Farm | ND | Stutsman | 1 | OP | Onshore Wind Turbine | WT | Electric Utility | 1 | 200 | 195 | 195 | 12 | 2016 | 100 | Vestas | V100-2.0 | 18 | 2 | 262
58604 | US Air Force | 58661 | Cape Cod Air Force Station - 6 SWS | MA | Barnstable | GE-3 | OP | Onshore Wind Turbine | WT | Commercial Non-CHP | 4 | 1.7 | 1.7 | 1.7 | 1 | 2014 | 1 | GE | 1.68-82.5 | 19 | 2 | 262.4
58604 | US Air Force | 58661 | Cape Cod Air Force Station - 6 SWS | MA | Barnstable | GE-4 | OP | Onshore Wind Turbine | WT | Commercial Non-CHP | 4 | 1.7 | 1.7 | 1.7 | 1 | 2014 | 1 | GE | 1.68-82.5 | 19 | 2 | 262.4
56990 | NJR Clean Energy Ventures Corporation | 58666 | Alexander Wind Farm LLC | KS | Rush | 1 | OP | Onshore Wind Turbine | WT | IPP Non-CHP | 2 | 50.7 | 50.7 | 50.7 | 12 | 2015 | 21 | Siemens | SWT-2.3-108 | 20.1 | 2 | 262.4
49893 | Invenergy Services LLC | 58677 | Gratiot County Wind LLC | MI | Gratiot | 1 | OP | Onshore Wind Turbine | WT | IPP Non-CHP | 2 | 110.4 | 110.4 | 110.4 | 5 | 2012 | 69 | GE | 1.6 XLE | 14.5 | 2 | 328
60453 | Novatus Energy | 58681 | Route 66 Wind Plant | TX | Carson | RT661 | OP | Onshore Wind Turbine | WT | IPP Non-CHP | 2 | 150 | 150 | 150 | 8 | 2015 | 75 | Vestas | V110-2.0 | 16.7 | 3 | 262.4
59380 | Enel Green Power NA, Inc. | 58683 | Osage Wind, LLC | OK | Osage | 1 | OP | Onshore Wind Turbine | WT | IPP Non-CHP | 2 | 150.4 | 150.4 | 150.4 | 6 | 2015 | 94 | GE | 1.7-103 | 18 | 3 | 262.4
60453 | Novatus Energy | 58686 | Hancock Wind Plant | ME | Hancock | HANC1 | OP | Onshore Wind Turbine | WT | IPP Non-CHP | 2 | 51 | 51 | 51 | 12 | 2016 | 17 | Vestas | V117-3.3 | 22.4 | 1 | 262
60456 | Apple Blossom Wind, LLC | 58690 | Apple Blossom Wind Farm | MI | Huron | APLB1 | OP | Onshore Wind Turbine | WT | IPP Non-CHP | 2 | 100 | 100 | 100 | 11 | 2017 | 29 | Vestas | V126-3.45 | 14.5 | 2 | 285
60458 | South Fork Wind LLC | 58691 | South Fork Wind Farm | MN | Jackson | STFK1 | OP | Onshore Wind Turbine | WT | IPP Non-CHP | 2 | 13 | 13 | 13 | 12 | 2016 | 6 | GE | 2.3-116 | 18.1 | 3 | 263
58625 | Black Oak Wind, LLC | 58692 | Black Oak Wind Farm | MN | Stearns | 1 | OP | Onshore Wind Turbine | WT | IPP Non-CHP | 2 | 78 | 78 | 78 | 12 | 2016 | 39 | Vestas | V110-2.0 | 14.8 | 3 | 262.4
59359 | BHE Renewables, LLC | 58694 | Walnut Ridge Wind Farm | IL | Bureau | 1 | OP | Onshore Wind Turbine | WT | IPP Non-CHP | 2 | 212 | 212 | 212 | 12 | 2018 | 106 | Vestas | V100-2.0 | 15.7 | 3 | 312
59359 | BHE Renewables, LLC | 58695 | Grande Prairie Wind Farm | NE | Holt | 1 | OP | Onshore Wind Turbine | WT | IPP Non-CHP | 2 | 400 | 400 | 400 | 12 | 2016 | 200 | Vestas | V100-2.0 | 15.6 | 3 | 312
5109 | DTE Electric Company | 58719 | Brookfield | MI | Huron | WPH2 | OP | Onshore Wind Turbine | WT | Electric Utility | 1 | 74.8 | 74.8 | 74.8 | 2 | 2014 | 44 | GE | 1.6-100 | 17 | 3 | 328
56545 | Pattern Operators LP | 58720 | Pattern Panhandle Wind 2 LLC | TX | Carson | 1 | OP | Onshore Wind Turbine | WT | IPP Non-CHP | 2 | 181.7 | 181.7 | 181.7 | 11 | 2014 | 79 | Siemens | SWT-2.3-108 | 19 | 2 | 262.4
49893 | Invenergy Services LLC | 58765 | Miami Wind Energy Center | TX | Roberts | 1 | OP | Onshore Wind Turbine | WT | IPP Non-CHP | 2 | 288.6 | 288.6 | 288.6 | 8 | 2014 | 156 | GE | 1.85-87 | 19.1 | 2 | 262.4
17650 | Southern Power Co | 58766 | Wake Wind Energy Center | TX | Crosby | 1 | OP | Onshore Wind Turbine | WT | IPP Non-CHP | 2 | 257 | 257 | 257 | 10 | 2016 | 150 | GE | 1.7-103 | 19.2 | 3 | 262.4
49893 | Invenergy Services LLC | 58767 | Buckeye Wind Energy Center | KS | Ellis | 1 | OP | Onshore Wind Turbine | WT | IPP Non-CHP | 2 | 205.7 | 205.7 | 205.7 | 8 | 2015 | 112 | GE | 1.79-100 | 20.6 | 2 | 262.4
49893 | Invenergy Services LLC | 58768 | Marsh Hill Wind Farm | NY | Steuben | 1 | OP | Onshore Wind Turbine | WT | IPP Non-CHP | 2 | 16.2 | 16.2 | 16.2 | 11 | 2014 | 10 | GE | 1.6-103 | 16.7 | 3 | 262
60015 | NRG Yield LLC | 58769 | Spring Canyon Expansion Wind Energy Ctr | CO | Logan | 1 | OP | Onshore Wind Turbine | WT | IPP Non-CHP | 2 | 34 | 34 | 34 | 10 | 2014 | 19 | GE | 1.79-100 | 20.4 | 2 | 262.4
60015 | NRG Yield LLC | 58769 | Spring Canyon Expansion Wind Energy Ctr | CO | Logan | SCIII | OP | Onshore Wind Turbine | WT | IPP Non-CHP | 2 | 28.6 | 28.6 | 28.6 | 12 | 2014 | 16 | GE | 1.79-100 | 18.6 | 2 | 262.4
57170 | EDF Renewable Asset Holdings, Inc. | 58771 | Roosevelt County | NM | Roosevelt | GEN1 | OP | Onshore Wind Turbine | WT | IPP Non-CHP | 2 | 250 | 250 | 250 | 12 | 2015 | 125 | Vestas | V100-2.0 | 19 | 2 | 262.4
57170 | EDF Renewable Asset Holdings, Inc. | 58772 | Longhorn Wind | TX | Briscoe | GEN1 | OP | Onshore Wind Turbine | WT | IPP Non-CHP | 2 | 200 | 200 | 200 | 5 | 2015 | 100 | Vestas | V100-2.0 | 19 | 2 | 262.4
57170 | EDF Renewable Asset Holdings, Inc. | 58773 | TX Hereford Wind | TX | Deaf Smith | GEN1 | OP | Onshore Wind Turbine | WT | IPP Non-CHP | 2 | 200 | 200 | 200 | 12 | 2014 | 87 | GE | 1.85-82.5 | 19 | 2 | 262.4
57170 | EDF Renewable Asset Holdings, Inc. | 58774 | Spinning Spur Wind II | TX | Oldham | GEN1 | OP | Onshore Wind Turbine | WT | IPP Non-CHP | 2 | 161 | 161 | 161 | 7 | 2014 | 85 | GE | 1.6-82.5 | 19 | 2 | 262.4
57170 | EDF Renewable Asset Holdings, Inc. | 58775 | Spinning Spur Wind III | TX | Oldham | GEN1 | OP | Onshore Wind Turbine | WT | IPP Non-CHP | 2 | 194 | 194 | 194 | 9 | 2015 | 97 | Vestas | V100-2.0 | 19 | 2 | 262.4
4254 | Consumers Energy Co | 58830 | Cross Winds Energy Park | MI | Tuscola | CWEP | OP | Onshore Wind Turbine | WT | Electric Utility | 1 | 111 | 111 | 111 | 12 | 2014 | 62 | GE | 1.7-100 | 17 | 3 | 314.9
4254 | Consumers Energy Co | 58830 | Cross Winds Energy Park | MI | Tuscola | CWEP2 | OP | Onshore Wind Turbine | WT | Electric Utility | 1 | 44 | 44 | 44 | 1 | 2018 | 19 | GE | 2.3-116 | 17 | 3 | 308
59146 | Red Horse 2 | 58833 | Red Horse 2 | AZ | Cochise | RH2W | OP | Onshore Wind Turbine | WT | IPP Non-CHP | 2 | 30 | 30 | 30 | 8 | 2015 | 15 | Vestas | V110-2.0 | 14.3 | 3 | 262.5
58710 | Lakeswind Power Partners | 58836 | Lakeswind Power Partners | MN | Clay | LW1 | OP | Onshore Wind Turbine | WT | IPP Non-CHP | 2 | 51.8 | 50 | 50 | 3 | 2014 | 32 | GE | 1.5-82.5 | 12 | 2 | 262.4
58720 | Enbridge | 58838 | Keechi Wind | TX | Jack | KW1 | OP | Onshore Wind Turbine | WT | IPP Non-CHP | 2 | 110 | 110 | 110 | 1 | 2015 | 55 | Vestas | V100-2.0 | 19 | 2 | 328
12647 | ALLETE, Inc. | 58872 | Bison 4 Wind Energy Center | ND | Morton | BISO4 | OP | Onshore Wind Turbine | WT | Electric Utility | 1 | 205 | 205 | 205 | 1 | 2015 | 64 | Siemens | SWT-3.2-113 | 20.1 | 2 | 303.5
12341 | MidAmerican Energy Co | 58883 | Highland Wind Project (IA) | IA | O'Brien | HLWF | OP | Onshore Wind Turbine | WT | Electric Utility | 1 | 16.4 | 15.5 | 15.5 | 6 | 2015 | 214 | Siemens | SWT-2.3-108 | 16.8 | 3 | 262.4
12341 | MidAmerican Energy Co | 58883 | Highland Wind Project (IA) | IA | O'Brien | HLWF2 | OP | Onshore Wind Turbine | WT | Electric Utility | 1 | 100.8 | 95.4 | 95.4 | 7 | 2015 | 40 | Siemens | SWT-2.3-108 | 16.8 | 3 | 262.4
12341 | MidAmerican Energy Co | 58883 | Highland Wind Project (IA) | IA | O'Brien | HLWF3 | OP | Onshore Wind Turbine | WT | Electric Utility | 1 | 89.1 | 84.3 | 84.3 | 8 | 2015 | 38 | Siemens | SWT-2.3-108 | 16.8 | 3 | 262.4
12341 | MidAmerican Energy Co | 58883 | Highland Wind Project (IA) | IA | O'Brien | HLWF4 | OP | Onshore Wind Turbine | WT | Electric Utility | 1 | 89.2 | 89.2 | 89.2 | 9 | 2015 | 38 | Siemens | SWT-2.3-108 | 16.8 | 3 | 262.4
12341 | MidAmerican Energy Co | 58883 | Highland Wind Project (IA) | IA | O'Brien | HLWF5 | OP | Onshore Wind Turbine | WT | Electric Utility | 1 | 115 | 115 | 115 | 10 | 2015 | 49 | Siemens | SWT-2.3-108 | 16.8 | 3 | 262.4
12341 | MidAmerican Energy Co | 58883 | Highland Wind Project (IA) | IA | O'Brien | HLWF6 | OP | Onshore Wind Turbine | WT | Electric Utility | 1 | 86.8 | 86.8 | 86.8 | 11 | 2015 | 40 | Siemens | SWT-2.3-108 | 16.8 | 3 | 262.4
12341 | MidAmerican Energy Co | 58883 | Highland Wind Project (IA) | IA | O'Brien | HLWF7 | OP | Onshore Wind Turbine | WT | Electric Utility | 1 | 4.7 | 4.7 | 4.7 | 12 | 2015 | 7 | Siemens | SWT-2.3-108 | 16.8 | 3 | 262.4
12341 | MidAmerican Energy Co | 58884 | Lundgren Wind Project | IA | Webster | LGWF | OP | Onshore Wind Turbine | WT | Electric Utility | 1 | 251 | 251 | 251 | 8 | 2014 | 107 | Siemens | SWT-2.3-108 | 16.8 | 3 | 262.4
12341 | MidAmerican Energy Co | 58885 | Macksburg Wind Project | IA | Madison | MBWF | OP | Onshore Wind Turbine | WT | Electric Utility | 1 | 119.6 | 119.6 | 119.6 | 12 | 2014 | 51 | Siemens | SWT-2.3-108 | 16.8 | 3 | 262.4
12341 | MidAmerican Energy Co | 58886 | Wellsburg Wind Project | IA | Grundy | WBWF | OP | Onshore Wind Turbine | WT | Electric Utility | 1 | 140.8 | 138.6 | 138.6 | 12 | 2014 | 60 | Siemens | SWT-2.3-108 | 16.8 | 3 | 262.4
58760 | FPC Services Inc. | 58887 | Com Adam 1WF-1 | IL | Lee | ADAM | OP | Onshore Wind Turbine | WT | IPP Non-CHP | 2 | 2.5 | 2.5 | 2.5 | 10 | 2007 | 1 | Clipper | Liberty C93 | 17 | 3 | 262.4
58760 | FPC Services Inc. | 58887 | Com Adam 1WF-1 | IL | Lee | EVE | OP | Onshore Wind Turbine | WT | IPP Non-CHP | 2 | 2.5 | 2.5 | 2.5 | 10 | 2007 | 1 | Clipper | Liberty C96 | 17 | 3 | 328
57480 | Heritage Garden Wind Farm I LLC | 58891 | Big Turtle Wind Farm, LLC | MI | Huron | BTWF1 | OP | Onshore Wind Turbine | WT | IPP Non-CHP | 2 | 20 | 20 | 20 | 12 | 2014 | 10 | Gamesa | G114-2.0 | 16.7 | 2 | 305
57480 | Heritage Garden Wind Farm I LLC | 58891 | Big Turtle Wind Farm, LLC | MI | Huron | BTWF2 | OP | Onshore Wind Turbine | WT | IPP Non-CHP | 2 | 29.4 | 29.4 | 29.4 | 10 | 2016 | 14 | Gamesa | G114-2.0 | 16.7 | 3 | 305
57170 | EDF Renewable Asset Holdings, Inc. | 58898 | Pilot Hill Wind Farm | IL | Kankakee | K4-1 | OP | Onshore Wind Turbine | WT | IPP Non-CHP | 2 | 175 | 175 | 175 | 8 | 2015 | 103 | GE | 1.7-100 | 19 | 3 | 262.4
58770 | Balko Wind LLC | 58900 | Balko Wind LLC | OK | Beaver | BAL1 | OP | Onshore Wind Turbine | WT | IPP Non-CHP | 2 | 299.7 | 299.7 | 299.7 | 8 | 2015 | 162 | GE | 1.85-87 | 19 | 2 | 262.5
58773 | Kingfisher Wind LLC | 58902 | Kingfisher Wind LLC | OK | Kingfisher | KNG1 | OP | Onshore Wind Turbine | WT | IPP Non-CHP | 2 | 298 | 298 | 298 | 3 | 2016 | 149 | Vestas | V100-2.0 | 19 | 2 | 262.4
58784 | Fourmile Wind Energy, LLC | 58904 | Fourmile Ridge | MD | Garrett | 1 | OP | Onshore Wind Turbine | WT | IPP Non-CHP | 2 | 40 | 40 | 40 | 12 | 2014 | 16 | Nordex | N100/2500 | 17.2 | 2 | 328
58785 | Beebe 1B Renewable Energy, LLC | 58908 | Beebe 1B | MI | Gratiot | 1 | OP | Onshore Wind Turbine | WT | IPP Non-CHP | 2 | 50.4 | 50.4 | 50.4 | 12 | 2014 | 21 | Nordex | N117/2400 | 15.2 | 3 | 299
58795 | Hamilton Wind Energy LLC | 58927 | Story City Wind Project | IA | Story | WT01 | OP | Onshore Wind Turbine | WT | IPP Non-CHP | 2 | 1.5 | 1.5 | 1.5 | 10 | 2010 | 1 | Goldwind | GW 82/1500 | 23 | 3 | 278.9
58797 | Norsemen Wind Energy, LLC | 58932 | Traer Wind Project | IA | Tama | WT01 | OP | Onshore Wind Turbine | WT | IPP Non-CHP | 2 | 1.5 | 1.5 | 1.5 | 10 | 2010 | 1 | Goldwind | GW 82/1500 | 23 | 3 | 278.9
59380 | Enel Green Power NA, Inc. | 58938 | Origin Wind | OK | Murray | WT | OP | Onshore Wind Turbine | WT | IPP Non-CHP | 2 | 150 | 150 | 150 | 11 | 2014 | 75 | Vestas | V100-2.0 | 27 | 2 | 295
57421 | BayWa r.e Wind LLC | 58939 | Anderson Wind I | NM | Chaves | AND1 | OP | Onshore Wind Turbine | WT | IPP Non-CHP | 2 | 5 | 5 | 5 | 12 | 2014 | 3 | Vestas | V82-1.65 | 19 | 2 | 262.4
57421 | BayWa r.e Wind LLC | 58940 | Anderson Wind II | NM | Chaves | AND2 | OP | Onshore Wind Turbine | WT | IPP Non-CHP | 2 | 10 | 10 | 10 | 12 | 2014 | 5 | Vestas | V100-2.0 | 19 | 2 | 262.4
58821 | Camelot Wind LLC | 58958 | Camelot Wind LLC | MA | Plymouth | CMLTW | OP | Onshore Wind Turbine | WT | IPP Non-CHP | 2 | 1.5 | 1.5 | 1.5 | 10 | 2012 | 1 | Goldwind | GW 82/1500 | 16 | 3 | 229.6
12199 | Montana-Dakota Utilities Co | 58965 | Thunder Spirit Wind, LLC | ND | Adams | 2 | OP | Onshore Wind Turbine | WT | Electric Utility | 1 | 48 | 48 | 48 | 10 | 2018 | 16 | Nordex | N117/3000 | 17.9 | 2 | 298.6
12199 | Montana-Dakota Utilities Co | 58965 | Thunder Spirit Wind, LLC | ND | Adams | THNDR | OP | Onshore Wind Turbine | WT | Electric Utility | 1 | 107.5 | 107.5 | 107.5 | 12 | 2015 | 43 | Nordex | N100/2500 | 17.9 | 2 | 263
60025 | Greenbacker Renewable Energy Corporation | 58966 | Fairfield Wind | MT | Teton | T 1-6 | OP | Onshore Wind Turbine | WT | IPP Non-CHP | 2 | 10 | 10 | 10 | 5 | 2014 | 6 | GE | 1.7-100 | 15.6 | 3 | 262.4
58840 | Copenhagen Wind Farm, LLC | 58979 | Copenhagen Wind Farm | NY | Lewis | CPHGN | OP | Onshore Wind Turbine | WT | IPP Non-CHP | 2 | 79.9 | 79.9 | 79.9 | 12 | 2018 | 40 | Vestas | V110-2.0 | 15 | 3 | 312
58841 | Broken Bow Wind II, LLC | 58981 | Broken Bow Wind II, LLC | NE | Custer | BBII | OP | Onshore Wind Turbine | WT | IPP Non-CHP | 2 | 73.1 | 73.1 | 73.1 | 10 | 2014 | 43 | GE | 1.7-100 | 16.8 | 3 | 262.4
58844 | Dept of Corrections NCCI Wind | 58992 | Dept of Corrections NCCI Wind | MA | Worcester | WND-1 | OP | Onshore Wind Turbine | WT | Commercial Non-CHP | 4 | 1.7 | 1.7 | 1.7 | 11 | 2013 | 1 | Vestas | V82-1.65 | 20.5 | 2 | 262.4
58844 | Dept of Corrections NCCI Wind | 58992 | Dept of Corrections NCCI Wind | MA | Worcester | WND-2 | OP | Onshore Wind Turbine | WT | Commercial Non-CHP | 4 | 1.7 | 1.7 | 1.7 | 11 | 2013 | 1 | Vestas | V82-1.65 | 20.5 | 2 | 262.4
59394 | NextEra Energy Resources Breckinridge | 58994 | Breckinridge Wind Project LLC | OK | Garfield | BWP | OP | Onshore Wind Turbine | WT | IPP Non-CHP | 2 | 98.8 | 98.8 | 98.8 | 8 | 2015 | 57 | GE | 1.7-103 | 14.5 | 3 | 263
58828 | St. Olaf College | 58995 | St. Olaf Wind Turbine | MN | Rice | OLFWT | OP | Onshore Wind Turbine | WT | IPP Non-CHP | 2 | 1.6 | 1.6 | 1.6 | 9 | 2006 | 1 | Vestas | V82-1.65 | 14.5 | 3 | 270
59380 | Enel Green Power NA, Inc. | 58998 | Goodwell Wind Project LLC | OK | Texas | GWWP | OP | Onshore Wind Turbine | WT | IPP Non-CHP | 2 | 200 | 200 | 200 | 12 | 2015 | 100 | Vestas | V100-2.0 | 27 | 2 | 328
59380 | Enel Green Power NA, Inc. | 58999 | Little Elk Wind Project LLC | OK | Washita | LEWP | OP | Onshore Wind Turbine | WT | IPP Non-CHP | 2 | 74 | 74 | 74 | 12 | 2015 | 34 | Vestas | V110-2.0 | 27 | 3 | 361
13902 | NorthWestern Energy | 59003 | Two Dot Wind Farm | MT | Wheatland | 1 | OP | Onshore Wind Turbine | WT | Electric Utility | 1 | 9.7 | 9.7 | 9.7 | 6 | 2014 | 6 | GE | 1.62-82.5 | 19.2 | 2 | 260
60475 | Mariah Holdings II LLC c/o CAMS | 59005 | Mariah del Norte | TX | Parmer | MAR1 | OP | Onshore Wind Turbine | WT | IPP Non-CHP | 2 | 230.4 | 230.4 | 230.4 | 11 | 2016 | 96 | GE | 2.4-107 | 17.5 | 2 | 262.4
58865 | Hoopeston Wind LLC | 59021 | Hoopeston Wind LLC | IL | Vermilion | HOO1 | OP | Onshore Wind Turbine | WT | IPP Non-CHP | 2 | 98 | 98 | 98 | 3 | 2015 | 49 | Vestas | V100-2.0 | 17 | 2 | 311
58867 | Kingston Wind Independence | 59022 | Kingston Wind Independence | MA | Plymouth | 1 | OP | Onshore Wind Turbine | WT | IPP Non-CHP | 2 | 2 | 2 | 2 | 5 | 2012 | 1 | Hyundai | HQ2000/86 | 25 | 2 | 262.4
58866 | Ipswich Wind Independence | 59023 | Ipswich Wind Independence | MA | Essex | GEN 1 | OA | Onshore Wind Turbine | WT | IPP Non-CHP | 2 | 2 | 2 | 2 | 12 | 2012 | 1 | Hyundai | HQ2000/86 | 25 | 2 | 262.4
58869 | Case Western Reserve University | 59024 | Euclid Farm, Stamco N-54 | OH | Cuyahoga | N-54 | OP | Onshore Wind Turbine | WT | IPP Non-CHP | 2 | 1 | 1 | 1 | 10 | 2012 | 1 | Nordex | N54/1000 | 19 | 2 | 229
58872 | Shannon Wind LLC | 59034 | Shannon Wind | TX | Clay | SHAN1 | OP | Onshore Wind Turbine | WT | IPP Non-CHP | 2 | 204 | 204 | 204 | 12 | 2015 | 119 | GE | 1.7-103 | 16.8 | 3 | 262.5
58887 | Michelangelo Wind 3 LLC | 59053 | Michelangelo Wind 3 LLC | IA | Story | WT1 | OP | Onshore Wind Turbine | WT | IPP Non-CHP | 2 | 3 | 3 | 3 | 2 | 2017 | 1 | Acciona | AW125/3000 | 22.8 | 2 | 287
56215 | E ON Climate Renewables N America LLC | 59061 | Radfords Run Wind Farm | IL | Dewitt | WT1 | OP | Onshore Wind Turbine | WT | IPP Non-CHP | 2 | 278 | 278 | 278 | 12 | 2017 | 139 | Vestas | V110-2.0 | 14.5 | 4 | 95
56215 | E ON Climate Renewables N America LLC | 59063 | Stella Wind Farm | TX | Kenedy | WT1 | OP | Onshore Wind Turbine | WT | IPP Non-CHP | 2 | 201 | 201 | 201 | 12 | 2018 | 67 | Acciona | AW125/3000 | 17.5 | 2 | 287
59380 | Enel Green Power NA, Inc. | 59065 | Drift Sand Wind Project LLC | OK | Grady | WT1 | OP | Onshore Wind Turbine | WT | IPP Non-CHP | 2 | 108 | 108 | 108 | 12 | 2016 | 54 | Vestas | V110-2.0 | 12 | 3 | 262
56215 | E ON Climate Renewables N America LLC | 59066 | Bruennings Breeze Wind Farm | TX | Willacy | MVII | OP | Onshore Wind Turbine | WT | IPP Non-CHP | 2 | 228 | 228 | 228 | 12 | 2017 | 76 | Acciona | AW100/3000 | 17.1 | 4 | 287
56215 | E ON Climate Renewables N America LLC | 59068 | Colbec's Corner, LLC | TX | Carson | GVII | OP | Onshore Wind Turbine | WT | IPP Non-CHP | 2 | 200 | 200 | 200 | 5 | 2016 | 112 | GE | 1.79-100 | 19 | 2 | 262
58891 | Jericho Power LLC | 59070 | Jericho Power | NH | Coos | WT 1 | OP | Onshore Wind Turbine | WT | IPP Non-CHP | 2 | 14.3 | 12.1 | 12.1 | 1 | 2016 | 5 | GE | 2.85-103 | 13.8 | 2 | 279
56990 | NJR Clean Energy Ventures Corporation | 59071 | Carroll Area Wind Farm | IA | Carroll | WT 1 | OP | Onshore Wind Turbine | WT | IPP Non-CHP | 2 | 20.7 | 20.7 | 20.7 | 1 | 2015 | 9 | Siemens | SWT-2.3-108 | 19.2 | 2 | 262.4
57421 | BayWa r.e Wind LLC | 59076 | Chopin Wind LLC | OR | Umatilla | WT1 | OP | Onshore Wind Turbine | WT | IPP Non-CHP | 2 | 10 | 10 | 10 | 10 | 2016 | 6 | GE | 1.7-103 | 15 | 3 | 262.4
57503 | Limon | 59083 | Limon III Wind LLC | CO | Lincoln | WT1 | OP | Onshore Wind Turbine | WT | IPP Non-CHP | 2 | 200.6 | 200.6 | 200.6 | 8 | 2014 | 118 | GE | 1.7-100 | 17 | 3 | 262.4
59359 | BHE Renewables, LLC | 59084 | Marshall Wind Farm | KS | Marshall | RPMA | OP | Onshore Wind Turbine | WT | IPP Non-CHP | 2 | 73.8 | 72 | 72 | 5 | 2016 | 36 | Vestas | V110-2.0 | 15.6 | 3 | 312
58939 | Cameron Wind 1 LLC | 59118 | Cameron Wind 1 LLC | TX | Cameron | CAM1 | OP | Onshore Wind Turbine | WT | IPP Non-CHP | 2 | 165 | 165 | 165 | 12 | 2015 | 55 | Acciona | AW125/3000 | 19 | 2 | 287
58962 | Fair Wind Power Partners, LLC | 59147 | Fair Wind | MD | Garrett | 1 | OP | Onshore Wind Turbine | WT | IPP Non-CHP | 2 | 30 | 30 | 30 | 11 | 2015 | 12 | Nordex | N100/2500 | 18.4 | 2 | 328.1
13809 | NorthWestern Energy - (SD) | 59187 | Beethoven Wind | SD | Bon Homme | B&H80 | OP | Onshore Wind Turbine | WT | Electric Utility | 1 | 80 | 80 | 80 | 5 | 2015 | 43 | GE | 1.85-87 | 20.1 | 1 | 262.4
58998 | Chapman Ranch Wind LLC | 59193 | Chapman Ranch Wind I | TX | Nueces | CHA1 | OP | Onshore Wind Turbine | WT | IPP Non-CHP | 2 | 236 | 249 | 249 | 10 | 2017 | 81 | Acciona | AW125/3000 | 15.4 | 3 | 287
13781 | Northern States Power Co - Minnesota | 59200 | Border Winds Wind Farm | ND | Rolette | 1 | OP | Onshore Wind Turbine | WT | Electric Utility | 1 | 150 | 148 | 148 | 8 | 2015 | 75 | Vestas | V100-2.0 | 18 | 2 | 312
13781 | Northern States Power Co - Minnesota | 59201 | Pleasant Valley Wind Farm | MN | Mower | 1 | OP | Onshore Wind Turbine | WT | Electric Utility | 1 | 200 | 196 | 196 | 8 | 2015 | 100 | Vestas | V100-2.0 | 18 | 2 | 312
17650 | Southern Power Co | 59222 | Passadumkeag Windpark LLC | ME | Penobscot | Q357 | OP | Onshore Wind Turbine | WT | IPP Non-CHP | 2 | 39.9 | 39.9 | 39.9 | 7 | 2016 | 13 | Vestas | V112-3.3 | 19.4 | 2 | 275.6
59017 | Optimum Wind 5 LLC | 59223 | Optimum Wind 5 LLC | IA | Story | WT1 | OP | Onshore Wind Turbine | WT | IPP Non-CHP | 2 | 3 | 3 | 3 | 3 | 2017 | 1 | Acciona | AW125/3000 | 22.8 | 2 | 287
59018 | Optimum Wind 6 LLC | 59224 | Optimum Wind 6 LLC | IA | Story | WT1 | OP | Onshore Wind Turbine | WT | IPP Non-CHP | 2 | 3 | 3 | 3 | 3 | 2017 | 1 | Acciona | AW125/3000 | 22.8 | 2 | 287
59019 | Optimum Wind 7 LLC | 59225 | Optimum Wind 7 LLC | IA | Story | WT1 | OP | Onshore Wind Turbine | WT | IPP Non-CHP | 2 | 3 | 3 | 3 | 3 | 2017 | 1 | Acciona | AW125/3000 | 22.8 | 2 | 287
59024 | Optimum Wind 4 LLC | 59226 | Optimum Wind 4 LLC | IA | Story | WT1 | OP | Onshore Wind Turbine | WT | IPP Non-CHP | 2 | 3 | 3 | 3 | 3 | 2017 | 1 | Acciona | AW125/3000 | 16.8 | 2 | 287
59025 | Optimum Wind 3 LLC | 59227 | Optimum Wind 3 LLC | IA | Story | WT1 | OP | Onshore Wind Turbine | WT | IPP Non-CHP | 2 | 3 | 3 | 3 | 3 | 2017 | 1 | Acciona | AW125/3000 | 16.8 | 2 | 287
59022 | Leonardo Wind 1 LLC | 59228 | Leonardo Wind 1 LLC | IA | Hardin | WT1 | OP | Onshore Wind Turbine | WT | IPP Non-CHP | 2 | 3 | 3 | 3 | 12 | 2016 | 1 | Acciona | AW125/3000 | 16.7 | 3 | 287
59021 | Venus Wind 3 LLC | 59230 | Venus Wind 3 LLC | IA | Poweshiek | WT1 | OP | Onshore Wind Turbine | WT | IPP Non-CHP | 2 | 3 | 3 | 3 | 3 | 2017 | 1 | Acciona | AW125/3000 | 22.8 | 2 | 287
59026 | Michelangelo Wind 1 LLC | 59231 | Michelangelo Wind 1 LLC | IA | Story | WT1 | OP | Onshore Wind Turbine | WT | IPP Non-CHP | 2 | 3 | 3 | 3 | 3 | 2017 | 1 | Acciona | AW125/3000 | 22.8 | 2 | 287
59027 | Michelangelo Wind 4 LLC | 59232 | Michelangelo Wind 4 LLC | IA | Boone | WT1 | OP | Onshore Wind Turbine | WT | IPP Non-CHP | 2 | 3 | 3 | 3 | 12 | 2016 | 1 | Acciona | AW125/3000 | 16.7 | 3 | 287
59039 | Arbuckle Mountain Wind Farm LLC | 59234 | Arbuckle Mountain Wind Farm LLC | OK | Murray | GEN1 | OP | Onshore Wind Turbine | WT | IPP Non-CHP | 2 | 100 | 100 | 100 | 11 | 2015 | 50 | Vestas | V110-2.0 | 19 | 2 | 276
59040 | Rising Tree Wind Farm II LLC | 59235 | Rising Tree Wind Farm II | CA | Kern | GEN1 | OP | Onshore Wind Turbine | WT | IPP Non-CHP | 2 | 19.8 | 19.8 | 19.8 | 1 | 2015 | 6 | Vestas | V112-3.3 | 19 | 2 | 276
59042 | Rising Tree Wind Farm III LLC | 59236 | Rising Tree Wind Farm III | CA | Kern | GEN1 | OP | Onshore Wind Turbine | WT | IPP Non-CHP | 2 | 99 | 99 | 99 | 6 | 2015 | 30 | Vestas | V112-3.0 | 19 | 2 | 276
57170 | EDF Renewable Asset Holdings, Inc. | 59238 | Windthorst-2 | TX | Archer | WND2 | OP | Onshore Wind Turbine | WT | IPP Non-CHP | 2 | 67.6 | 67.6 | 67.6 | 9 | 2014 | 28 | Siemens | SWT-2.3-108 | 17.5 | 2 | 262.4
61133 | Lorenzo Wind, LLC | 59244 | Lorenzo Wind | TX | Crosby | FIBE1 | OP | Onshore Wind Turbine | WT | IPP Non-CHP | 2 | 80 | 80 | 80 | 12 | 2018 | 29 | GE | 2.3-116 | 19 | 2 | 200
60042 | Fluvanna Wind Energy LLC | 59245 | Fluvanna | TX | Scurry | FLUV1 | OP | Onshore Wind Turbine | WT | IPP Non-CHP | 2 | 155.4 | 155.4 | 155.4 | 11 | 2017 | 74 | Gamesa | G114-2.0 | 18 | 3 | 262
60768 | Mammoth Plains Wind Project | 59284 | Mammoth Plains | OK | Dewey | GE1.7 | OP | Onshore Wind Turbine | WT | IPP Non-CHP | 2 | 199 | 199 | 199 | 12 | 2014 | 117 | GE | 1.7-100 | 18 | 3 | 265
59097 | WED NK Green LLC | 59295 | WED NK Green | RI | Washington | NKG1 | OP | Onshore Wind Turbine | WT | IPP Non-CHP | 2 | 1.5 | 1.5 | 1.5 | 3 | 2012 | 1 | Goldwind | GW 82/1500 | 10.3 | 3 | 278.8
59098 | Northwest Ohio Wind, LLC | 59296 | Northwest Ohio Wind | OH | Paulding | NWOH1 | OP | Onshore Wind Turbine | WT | IPP Non-CHP | 2 | 105 | 105 | 105 | 9 | 2018 | 42 | GE | 2.5-120 | 16.1 | 4 | 295
59105 | WED Coventry One, LLC | 59301 | WED Coventry 1 | RI | Kent | WEDC1 | OP | Onshore Wind Turbine | WT | IPP Non-CHP | 2 | 1.5 | 1.5 | 1.5 | 10 | 2016 | 1 | VENSYS | VENSYS82 | 12 | 3 | 278.8
59106 | WED Coventry Two, LLC | 59302 | WED Coventry 2 | RI | Kent | COV2 | OP | Onshore Wind Turbine | WT | IPP Non-CHP | 2 | 1.5 | 1.5 | 1.5 | 8 | 2016 | 1 | VENSYS | VENSYS82 | 12.5 | 3 | 278.8
59106 | WED Coventry Two, LLC | 59302 | WED Coventry 2 | RI | Kent | COV2A | OP | Onshore Wind Turbine | WT | IPP Non-CHP | 2 | 1.5 | 1.5 | 1.5 | 8 | 2016 | 1 | VENSYS | VENSYS82 | 12.6 | 3 | 278.8
59106 | WED Coventry Two, LLC | 59302 | WED Coventry 2 | RI | Kent | COV2B | OP | Onshore Wind Turbine | WT | IPP Non-CHP | 2 | 1.5 | 1.5 | 1.5 | 8 | 2016 | 1 | VENSYS | VENSYS82 | 12.8 | 3 | 278.8
59107 | WED Coventry Three, LLC | 59305 | WED Coventry 3 | RI | Kent | WEDC3 | OP | Onshore Wind Turbine | WT | IPP Non-CHP | 2 | 1.5 | 1.5 | 1.5 | 8 | 2016 | 1 | VENSYS | VENSYS82 | 12.6 | 3 | 278.8
59108 | WED Coventry Four, LLC | 59306 | WED Coventry 4 | RI | Kent | WEDC4 | OP | Onshore Wind Turbine | WT | IPP Non-CHP | 2 | 1.5 | 1.5 | 1.5 | 8 | 2016 | 1 | VENSYS | VENSYS82 | 11.8 | 3 | 278.8
59115 | NextEra Energy Seiling Wind | 59311 | Seiling Wind I | OK | Dewey | SEIL1 | OP | Onshore Wind Turbine | WT | IPP Non-CHP | 2 | 199 | 199 | 199 | 12 | 2014 | 117 | GE | 1.7-100 | 16.8 | 3 | 262.5
59115 | NextEra Energy Seiling Wind | 59312 | Seiling Wind II | OK | Dewey | SEIL2 | OP | Onshore Wind Turbine | WT | IPP Non-CHP | 2 | 98.6 | 98.6 | 98.6 | 12 | 2014 | 58 | GE | 1.7-100 | 16.8 | 3 | 262.5
59116 | WED Coventry Five, LLC | 59313 | WED Coventry 5 | RI | Kent | COV5 | OP | Onshore Wind Turbine | WT | IPP Non-CHP | 2 | 1.5 | 1.5 | 1.5 | 3 | 2017 | 1 | VENSYS | VENSYS82 | 13.1 | 3 | 278.8
59117 | WED Coventry Six, LLC | 59314 | WED Coventry 6 | RI | Kent | COV6 | OP | Onshore Wind Turbine | WT | IPP Non-CHP | 2 | 1.5 | 1.5 | 1.5 | 8 | 2016 | 1 | VENSYS | VENSYS82 | 12.4 | 3 | 278.8
59117 | WED Coventry Six, LLC | 59314 | WED Coventry 6 | RI | Kent | COV6A | OP | Onshore Wind Turbine | WT | IPP Non-CHP | 2 | 1.5 | 1.5 | 1.5 | 8 | 2016 | 1 | VENSYS | VENSYS82 | 11.8 | 3 | 278.8
59117 | WED Coventry Six, LLC | 59314 | WED Coventry 6 | RI | Kent | COV6B | OP | Onshore Wind Turbine | WT | IPP Non-CHP | 2 | 1.5 | 1.5 | 1.5 | 8 | 2016 | 1 | VENSYS | VENSYS82 | 12.3 | 3 | 278.8
59119 | Los Vientos Windpower III, LLC | 59320 | Los Vientos Windpower III | TX | Starr | GEN1 | OP | Onshore Wind Turbine | WT | IPP Non-CHP | 2 | 200 | 200 | 200 | 4 | 2015 | 100 | Vestas | V110-2.0 | 17.8 | 3 | 272
59120 | Los Vientos Windpower IV, LLC | 59321 | Los Vientos Windpower IV | TX | Starr | GEN1 | OP | Onshore Wind Turbine | WT | IPP Non-CHP | 2 | 200 | 200 | 200 | 7 | 2016 | 100 | Vestas | V110-2.0 | 16.7 | 3 | 272
59129 | Foundation CA Fund VII Manager, LLC | 59328 | Golden Acorn Casino | CA | San Diego | GAC1 | OP | Onshore Wind Turbine | WT | Commercial Non-CHP | 4 | 1 | 1 | 1 | 7 | 2014 | 1 | GE | 1.85-82.5 | 16.1 | 3 | 262
59129 | Foundation CA Fund VII Manager, LLC | 59329 | City of Soledad Water Reclamation | CA | Monterey | SOL1 | OP | Onshore Wind Turbine | WT | IPP Non-CHP | 2 | 1 | 1 | 1 | 11 | 2014 | 1 | GE | 1.85-82.5 | 14.3 | 3 | 262
59129 | Foundation CA Fund VII Manager, LLC | 59330 | Taylor Farms | CA | Monterey | TAY1 | OP | Onshore Wind Turbine | WT | IPP Non-CHP | 2 | 1 | 1 | 1 | 11 | 2014 | 1 | GE | 1.85-82.5 | 13.2 | 3 | 262
59129 | Foundation CA Fund VII Manager, LLC | 59331 | Anheuser-Busch #2 | CA | Solano | ANB2 | OP | Onshore Wind Turbine | WT | Industrial Non-CHP | 6 | 1.6 | 1.6 | 1.6 | 11 | 2014 | 1 | GE | 1.85-82.5 | 13.4 | 3 | 262
59900 | Mesquite Creek Wind, LLC | 59332 | Mesquite Creek Wind | TX | Dawson | MSCRK | OP | Onshore Wind Turbine | WT | IPP Non-CHP | 2 | 211.2 | 211.2 | 211.2 | 4 | 2015 | 118 | GE | 1.7-100 | 18 | 3 | 262.5
59155 | First Wind O&M, LLC | 59384 | South Plains Wind Phase I | TX | Floyd | 1 | OP | Onshore Wind Turbine | WT | IPP Non-CHP | 2 | 200 | 200 | 200 | 11 | 2015 | 100 | Vestas | V100-2.0 | 19 | 2 | 262.4
59188 | Pleasant Hill Wind Energy LLC | 59417 | Pleasant Hill Wind Energy Project | TX | Crosby | WT1 | OP | Onshore Wind Turbine | WT | IPP Non-CHP | 2 | 20 | 20 | 20 | 10 | 2015 | 11 | SANY | SE11020 | 18.5 | 2 | 255.9
56769 | Consolidated Edison Development Inc. | 59435 | Oak Tree Energy | SD | Clark | OTE14 | OP | Onshore Wind Turbine | WT | IPP Non-CHP | 2 | 19.5 | 19.5 | 19.5 | 12 | 2014 | 11 | GE | 1.85-87 | 19 | 2 | 262.4
56545 | Pattern Operators LP | 59442 | Logans Gap Wind LLC | TX | Comanche | 1 | OP | Onshore Wind Turbine | WT | IPP Non-CHP | 2 | 200.1 | 200.1 | 200.1 | 8 | 2015 | 87 | Siemens | SWT-2.3-108 | 19 | 2 | 262.4
59216 | S.C. Johnson & Son, Inc. | 59448 | Waxdale | WI | Racine | WEC01 | OP | Onshore Wind Turbine | WT | Industrial CHP | 7 | 1.5 | 1.5 | 1.5 | 12 | 2012 | 1 | VENSYS | VENSYS82 | 14.5 | 3 | 279
59216 | S.C. Johnson & Son, Inc. | 59448 | Waxdale | WI | Racine | WEC02 | OP | Onshore Wind Turbine | WT | Industrial CHP | 7 | 1.5 | 1.5 | 1.5 | 12 | 2012 | 1 | VENSYS | VENSYS82 | 14.5 | 3 | 279
17650 | Southern Power Co | 59460 | Kay Wind, LLC | OK | Kay | KNG1 | OP | Onshore Wind Turbine | WT | IPP Non-CHP | 2 | 299 | 299 | 299 | 12 | 2015 | 130 | Siemens | SWT-2.3-108 | 19 | 2 | 262.4
59238 | Palo Duro Wind | 59475 | Palo Duro Wind | TX | Ochiltree | GE1.7 | OP | Onshore Wind Turbine | WT | IPP Non-CHP | 2 | 249.9 | 249.9 | 249.9 | 12 | 2014 | 147 | GE | 1.79-100 | 16.5 | 2 | 262.5
59860 | Jett Creek | 59490 | Jett Creek Windfarm (Burnt River) | OR | Baker | JCW | OP | Onshore Wind Turbine | WT | IPP Non-CHP | 2 | 10 | 10 | 10 | 3 | 2017 | 5 | GE | 2.0-116 | 14 | 3 | 262
59861 | Benson Creek | 59491 | Benson Creek Windfarm (Burnt River) | OR | Baker | BCW | OP | Onshore Wind Turbine | WT | IPP Non-CHP | 2 | 10 | 10 | 10 | 3 | 2017 | 5 | GE | 2.0-116 | 14.7 | 3 | 262
59862 | Durbin Creek | 59492 | Durbin Creek Windfarm (Burnt River) | OR | Baker | DCW | OP | Onshore Wind Turbine | WT | IPP Non-CHP | 2 | 10 | 10 | 10 | 3 | 2017 | 5 | GE | 2.0-116 | 12 | 3 | 262
59863 | Prospector | 59493 | Prospector Windfarm (Burnt River) | OR | Baker | PW | OP | Onshore Wind Turbine | WT | IPP Non-CHP | 2 | 10 | 10 | 10 | 3 | 2017 | 5 | GE | 2.0-116 | 14 | 3 | 262
59864 | Willow Spring | 59494 | Willow Spring Windfarm (Burnt River) | OR | Baker | WSW | OP | Onshore Wind Turbine | WT | IPP Non-CHP | 2 | 10 | 10 | 10 | 3 | 2017 | 5 | GE | 2.0-116 | 15 | 3 | 262
56545 | Pattern Operators LP | 59547 | Fowler Ridge IV Wind Farm LLC | IN | Benton | 1 | OP | Onshore Wind Turbine | WT | IPP Non-CHP | 2 | 150 | 150 | 150 | 1 | 2016 | 65 | Siemens | SWT-2.3-108 | 13 | 2 | 262
59871 | TX Jumbo Road Wind, LLC | 59621 | TX Jumbo Road Wind | TX | Deaf Smith | JRWND | OP | Onshore Wind Turbine | WT | IPP Non-CHP | 2 | 299.7 | 299.7 | 299.7 | 4 | 2015 | 162 | GE | 1.85-87 | 20 | 2 | 262.4
57365 | Consolidated Edison Solutions Inc | 59622 | Future Generation Wind | MA | Plymouth | FGMA | OP | Onshore Wind Turbine | WT | IPP Non-CHP | 2 | 8 | 7.9 | 7.9 | 8 | 2016 | 4 | Gamesa | G97-2.0 | 15 | 3 | 295
59362 | Jericho Rise Wind Farm LLC | 59629 | Jericho Rise Wind Farm LLC | NY | Franklin | GEN1 | OP | Onshore Wind Turbine | WT | IPP Non-CHP | 2 | 77.7 | 77.7 | 77.7 | 12 | 2016 | 47 | Gamesa | G114-2.0 | 16.7 | 2 | 305
12341 | MidAmerican Energy Co | 59637 | Adams Wind | IA | Adams | ADWF | OP | Onshore Wind Turbine | WT | Electric Utility | 1 | 4.7 | 4.7 | 4.7 | 10 | 2015 | 64 | Siemens | SWT-2.3-108 | 16.8 | 3 | 262.4
12341 | MidAmerican Energy Co | 59637 | Adams Wind | IA | Adams | ADWF2 | OP | Onshore Wind Turbine | WT | Electric Utility | 1 | 43.3 | 43.3 | 43.3 | 11 | 2015 | 18 | Siemens | SWT-2.3-108 | 16.8 | 3 | 262.4
12341 | MidAmerican Energy Co | 59637 | Adams Wind | IA | Adams | ADWF3 | OP | Onshore Wind Turbine | WT | Electric Utility | 1 | 58 | 58 | 58 | 12 | 2015 | 20 | Siemens | SWT-2.3-108 | 16.8 | 3 | 262.4
12341 | MidAmerican Energy Co | 59637 | Adams Wind | IA | Adams | ADWF4 | OP | Onshore Wind Turbine | WT | Electric Utility | 1 | 48.3 | 48.3 | 48.3 | 1 | 2016 | 20 | Siemens | SWT-2.3-108 | 16.8 | 3 | 263
59395 | Philips Lightolier | 59639 | Lightolier Wind I Turbine | MA | Bristol | LIGHT | OP | Onshore Wind Turbine | WT | Industrial Non-CHP | 6 | 2 | 2 | 2 | 2 | 2012 | 1 | SANY | SE9320III-3 | 14 | 3 | 262
59428 | Sendero Wind Energy, LLC | 59654 | Sendero | TX | Jim Hogg | 1 | OP | Onshore Wind Turbine | WT | IPP Non-CHP | 2 | 78 | 78 | 78 | 12 | 2015 | 39 | GE | 2.0-116 | 16.3 | 3 | 262.5
56769 | Consolidated Edison Development Inc. | 59655 | Campbell County Wind Farm | SD | Campbell | CCWF1 | OP | Onshore Wind Turbine | WT | IPP Non-CHP | 2 | 97.8 | 97.8 | 97.8 | 12 | 2015 | 55 | GE | 1.7-103 | 18.5 | 3 | 262.4
59380 | Enel Green Power NA, Inc. | 59684 | Lindahl Wind Project, LLC | ND | Williams | LWP01 | OP | Onshore Wind Turbine | WT | IPP Non-CHP | 2 | 150 | 150 | 150 | 3 | 2017 | 75 | Vestas | V100-2.0 | 15 | 2 | 328
59463 | Narragansett Bay Commission | 59692 | NBC Field's Point Wind Farm | RI | Providence | FPWTG | OP | Onshore Wind Turbine | WT | Commercial Non-CHP | 4 | 4.5 | 4.5 | 4.5 | 10 | 2012 | 3 | Goldwind | GW 82/1500 | 23.4 | 3 | 230
55918 | Acciona Wind Energy USA LLC | 59712 | San Roman Wind I, LLC | TX | Cameron | SRWI | OP | Onshore Wind Turbine | WT | IPP Non-CHP | 2 | 95.3 | 95.3 | 95.3 | 2 | 2017 | 31 | Acciona | AW125/3000 | 16.8 | 2 | 287
59493 | Scituate Wind LLC | 59724 | Scituate Wind | MA | Plymouth | SCIWT | OP | Onshore Wind Turbine | WT | IPP Non-CHP | 2 | 1.5 | 1.5 | 1.5 | 3 | 2012 | 1 | Sinovel | SL1500/82 | 15.7 | 2 | 262
59494 | Fairhaven Wind LLC | 59725 | Fairhaven Wind | MA | Bristol | FHWTG | OP | Onshore Wind Turbine | WT | IPP Non-CHP | 2 | 3 | 3 | 3 | 4 | 2012 | 2 | Sinovel | SL1500/82 | 14.9 | 2 | 262
59501 | Green Pastures Wind I, LLC | 59732 | Green Pastures Wind I | TX | Baylor | GPI | OP | Onshore Wind Turbine | WT | IPP Non-CHP | 2 | 150 | 150 | 150 | 4 | 2015 | 50 | Acciona | AW116/3000 | 12 | 2 | 302
59502 | Green Pastures Wind II, LLC | 59733 | Green Pastures Wind II | TX | Knox | GPII | OP | Onshore Wind Turbine | WT | IPP Non-CHP | 2 | 150 | 150 | 150 | 10 | 2015 | 50 | Acciona | AW116/3000 | 12 | 2 | 302
59503 | Capital Dynamics | 59734 | Briscoe Wind Farm | TX | Briscoe | BFW | OP | Onshore Wind Turbine | WT | IPP Non-CHP | 2 | 150 | 150 | 150 | 10 | 2015 | 81 | GE | 1.85-87 | 19.8 | 2 | 263
59504 | Kirkwood Community College | 59735 | Kirkwood Wind Turbine | IA | Linn | KCC01 | OP | Onshore Wind Turbine | WT | IPP Non-CHP | 2 | 2.5 | 0.7 | 2.3 | 2 | 2012 | 4 | Clipper | Liberty C96 | 13.4 | 2 | 262.4
59506 | Valentine Wind, LLC | 59736 | Valentine Wind, LLC | NE | Cherry | 7772 | OP | Onshore Wind Turbine | WT | IPP Non-CHP | 2 | 1.9 | 1.9 | 1.9 | 9 | 2014 | 1 | GE | 1.85-87 | 19 | 2 | 262.5
59543 | Heartland Community College | 59776 | Heartland Community College | IL | McLean | T01 | OP | Onshore Wind Turbine | WT | Commercial Non-CHP | 4 | 1.7 | 1.7 | 1.7 | 6 | 2012 | 1 | Vestas | V82-1.65 | 14.5 | 3 | 262
59568 | SUEZ North America, Inc | 59797 | Bayonne MUA- Leitner-Poma Wind Turbine | NJ | Hudson | WT1 | OP | Onshore Wind Turbine | WT | IPP Non-CHP | 2 | 1.5 | 0.1 | 0.3 | 7 | 2012 | 1 | Leitwind | LTW77 1.500 | 15 | 2 | 262
59598 | Tooele Army Depot | 59817 | Tooele Army Depot | UT | Tooele | GEN03 | OP | Onshore Wind Turbine | WT | IPP Non-CHP | 2 | 1.7 | 1.7 | 1.7 | 7 | 2016 | 1 | GE | 1.7-103 | 19.3 | 3 | 328
57170 | EDF Renewable Asset Holdings, Inc. | 59837 | Slate Creek Wind Project LLC | KS | Sumner | GEN1 | OP | Onshore Wind Turbine | WT | IPP Non-CHP | 2 | 150 | 150 | 150 | 12 | 2015 | 75 | Vestas | V100-2.0 | 19 | 2 | 262.4
57170 | EDF Renewable Asset Holdings, Inc. | 59838 | Milo Wind Project LLC | NM | Roosevelt | GEN1 | OP | Onshore Wind Turbine | WT | IPP Non-CHP | 2 | 50 | 50 | 50 | 1 | 2016 | 25 | Vestas | V100-2.0 | 20.4 | 2 | 300
59365 | Capital Power Corporation | 59888 | CP Bloom Wind LLC | KS | Ford | GEN | OP | Onshore Wind Turbine | WT | IPP Non-CHP | 2 | 178.2 | 178.2 | 178.2 | 6 | 2017 | 54 | Vestas | V117-3.3 | 21.3 | 2 | 91.5
59365 | Capital Power Corporation | 59903 | New Frontier Wind | ND | McHenry | GEN | OP | Onshore Wind Turbine | WT | IPP Non-CHP | 2 | 100 | 100 | 100 | 12 | 2018 | 40 | Vestas | V126-3.45 | 20 | 2 | 285.4
59139 | SunEdison LLC | 59943 | Rattlesnake Den | TX | Glasscock | 1 | OP | Onshore Wind Turbine | WT | IPP Non-CHP | 2 | 207.2 | 207.2 | 207.2 | 7 | 2015 | 118 | GE | 1.7-100 | 19 | 3 | 262.4
58661 | Sustainable Power Group, LLC | 59965 | Latigo Wind Park | UT | San Juan | LTIGO | OP | Onshore Wind Turbine | WT | IPP Non-CHP | 2 | 62.1 | 62.1 | 62.1 | 3 | 2016 | 27 | GE | 2.0-116 | 13 | 3 | 262
15399 | Avangrid Renewables LLC | 59968 | Desert Wind Farm, LLC | NC | Perquimans | 1 | OP | Onshore Wind Turbine | WT | IPP Non-CHP | 2 | 208 | 208 | 208 | 12 | 2016 | 104 | Gamesa | G114-2.0 | 15 | 2 | 279
61006 | Bearkat TE Partnership LLC | 59972 | Bearkat | TX | Glasscock | BRKAT | OP | Onshore Wind Turbine | WT | IPP Non-CHP | 2 | 196.7 | 196.7 | 196.7 | 2 | 2018 | 57 | Vestas | V126-3.45 | 18.5 | 2 | 285
59729 | Golden West Power Partners, LLC | 59974 | Golden West Power Partners LLC | CO | El Paso | GW1 | OP | Onshore Wind Turbine | WT | IPP Non-CHP | 2 | 250 | 250 | 250 | 10 | 2015 | 140 | GE | 1.7-103 | 14 | 3 | 262.4
59730 | Carousel Wind Farm, LLC | 59975 | Carousel Wind Farm LLC | CO | Kit Carson | CW1 | OP | Onshore Wind Turbine | WT | IPP Non-CHP | 2 | 150 | 150 | 150 | 11 | 2015 | 88 | GE | 1.79-100 | 14 | 3 | 262.4
17650 | Southern Power Co | 60013 | Grant Wind, LLC | OK | Grant | GRANT | OP | Onshore Wind Turbine | WT | IPP Non-CHP | 2 | 151.8 | 151.8 | 151.8 | 4 | 2016 | 66 | Siemens | SWT-2.3-108 | 19 | 2 | 262.4
59760 | Findlay Wind Farm | 60015 | Findlay Wind Farm | OH | Hancock | WNDW1 | OP | Onshore Wind Turbine | WT | Industrial Non-CHP | 6 | 3 | 3 | 3 | 12 | 2015 | 2 | Goldwind | GW 87/1500 | 13.1 | 3 | 268
59780 | Golden Hills Wind, LLC | 60049 | Golden Hills Wind | CA | Alameda | GE | OP | Onshore Wind Turbine | WT | IPP Non-CHP | 2 | 85.9 | 85.9 | 85.9 | 12 | 2015 | 48 | GE | 1.79-100 | 17.9 | 2 | 262.4
59792 | Los Vientos Windpower V, LLC | 60059 | Los Vientos V Wind Power | TX | Starr | 1 | OP | Onshore Wind Turbine | WT | IPP Non-CHP | 2 | 110 | 110 | 110 | 12 | 2015 | 55 | Vestas | V110-2.0 | 15 | 3 | 272
59817 | Cedar Bluff Wind, LLC | 60069 | Cedar Bluff Wind, LLC | KS | Ness | CBLF1 | OP | Onshore Wind Turbine | WT | IPP Non-CHP | 2 | 198.6 | 198.6 | 198.6 | 12 | 2015 | 111 | GE | 1.79-100 | 19 | 1 | 262
60453 | Novatus Energy | 60087 | South Plains II | TX | Floyd | SPII | OP | Onshore Wind Turbine | WT | IPP Non-CHP | 2 | 300 | 300 | 300 | 6 | 2016 | 91 | Vestas | V117-3.3 | 22.4 | 1 | 262
59839 | Sunflower Wind Project | 60088 | Sunflower Wind Project | ND | Morton | SNFLR | OP | Onshore Wind Turbine | WT | IPP Non-CHP | 2 | 104 | 104 | 104 | 12 | 2016 | 52 | Vestas | V100-2.0 | 19 | 2 | 262
59882 | Javelina Wind Energy, LLC | 60104 | Javelina Wind Energy, LLC | TX | Webb | GEWTG | OP | Onshore Wind Turbine | WT | IPP Non-CHP | 2 | 249.7 | 249.7 | 249.7 | 12 | 2015 | 126 | GE | 2.0-116 | 20 | 3 | 282
59899 | OEE XVII, LLC | 60126 | Harpster Wind | OH | Wyandot | H1 | OP | Onshore Wind Turbine | WT | Commercial Non-CHP | 4 | 1.5 | 1.5 | 1.5 | 1 | 2016 | 1 | Goldwind | GW 87/1500 | 14 | 3 | 283
59905 | OEE XIX, LLC | 60128 | Zephyr Wind | OH | Hancock | Z1 | OP | Onshore Wind Turbine | WT | Industrial Non-CHP | 6 | 1.5 | 1.5 | 1.5 | 12 | 2015 | 1 | Goldwind | GW 87/1500 | 13 | 3 | 262
59905 | OEE XIX, LLC | 60128 | Zephyr Wind | OH | Hancock | Z2 | OP | Onshore Wind Turbine | WT | Industrial Non-CHP | 6 | 1.5 | 1.5 | 1.5 | 12 | 2015 | 1 | Goldwind | GW 87/1500 | 13 | 3 | 262
59905 | OEE XIX, LLC | 60128 | Zephyr Wind | OH | Hancock | Z3 | OP | Onshore Wind Turbine | WT | Industrial Non-CHP | 6 | 1.5 | 1.5 | 1.5 | 12 | 2015 | 1 | Goldwind | GW 87/1500 | 13 | 3 | 262
58720 | Enbridge | 60132 | New Creek Wind | WV | Grant | NCG01 | OP | Onshore Wind Turbine | WT | IPP Non-CHP | 2 | 103 | 103 | 103 | 12 | 2016 | 49 | Gamesa | G97-2.0 | 18 | 2 | 255.9
56146 | Black Hills Colorado Electric, LLC | 60143 | Peak View Wind Farm | CO | Huerfano | WTG | OP | Onshore Wind Turbine | WT | Electric Utility | 1 | 60.8 | 60.8 | 60.8 | 11 | 2016 | 34 | GE | 1.79-100 | 18 | 3 | 262.5
56545 | Pattern Operators LP | 60145 | Broadview Energy JN, LLC | NM | Curry | 1 | OP | Onshore Wind Turbine | WT | IPP Non-CHP | 2 | 181.7 | 181.7 | 181.7 | 3 | 2017 | 79 | Siemens | SWT-2.3-108 | 19 | 2 | 80
56545 | Pattern Operators LP | 60152 | Broadview Energy KW, LLC | NM | Curry | 1 | OP | Onshore Wind Turbine | WT | IPP Non-CHP | 2 | 142.6 | 142.6 | 142.6 | 3 | 2017 | 62 | Siemens | SWT-2.3-108 | 19 | 2 | 80
59979 | Cotton Plains Wind I, LLC | 60210 | Cotton Plains Wind Farm | TX | Floyd | CPWF | OP | Onshore Wind Turbine | WT | IPP Non-CHP | 2 | 50.4 | 50.4 | 50.4 | 3 | 2017 | 21 | GE | 2.4-107 | 20.6 | 2 | 262
59999 | Rocksprings Val Verde Wind, LLC | 60217 | Rocksprings | TX | Val Verde | RKSP | OP | Onshore Wind Turbine | WT | IPP Non-CHP | 2 | 149.3 | 149.3 | 149.3 | 9 | 2017 | 69 | GE | 2.3-107 | 18.8 | 2 | 80
59998 | Frontier Windpower, LLC | 60218 | Frontier Windpower | OK | Kay | FC1 | OP | Onshore Wind Turbine | WT | IPP Non-CHP | 2 | 200 | 200 | 200 | 12 | 2016 | 61 | Vestas | V126-3.3 | 17.7 | 2 | 285.4
60044 | Bluestem Wind Energy, LLC | 60256 | Bluestem | OK | Beaver | 1 | OP | Onshore Wind Turbine | WT | IPP Non-CHP | 2 | 198 | 198 | 198 | 12 | 2016 | 60 | Vestas | V117-3.3 | 21.2 | 2 | 300.2
58661 | Sustainable Power Group, LLC | 60259 | Pioneer Wind Park, LLC | WY | Converse | PWP1 | OP | Onshore Wind Turbine | WT | IPP Non-CHP | 2 | 80 | 80 | 80 | 10 | 2016 | 46 | GE | 1.85-87 | 19 | 2 | 262
49893 | Invenergy Services LLC | 60262 | Prairie Breeze II | NE | Antelope | GEN1 | OP | Onshore Wind Turbine | WT | IPP Non-CHP | 2 | 73.4 | 73.4 | 73.4 | 10 | 2015 | 41 | GE | 1.79-100 | 20.6 | 2 | 262.4
61974 | Blue Cloud Wind Energy | 60270 | Blue Cloud Wind Energy LLC | TX | Bailey | WT1 | OP | Onshore Wind Turbine | WT | IPP Non-CHP | 2 | 148.4 | 148.4 | 148.4 | 12 | 2018 | 150 | Vestas | V126-3.45 | 18 | 2 | 285
49893 | Invenergy Services LLC | 60314 | Prairie Breeze III | NE | Antelope | GEN1 | OP | Onshore Wind Turbine | WT | IPP Non-CHP | 2 | 35.8 | 35.8 | 35.8 | 4 | 2016 | 20 | GE | 1.79-100 | 20.6 | 2 | 262.4
61279 | HH Management, LLC | 60321 | Windpark Unlimited 2 | CA | Riverside | EXIS2 | OP | Onshore Wind Turbine | WT | IPP Non-CHP | 2 | 16.1 | 16.1 | 16.1 | 12 | 1985 | 74 | Nordex | N54/1000 | 25 | 1 | 200
12341 | MidAmerican Energy Co | 60326 | O'Brien Wind | IA | O'Brien | OBWF | OP | Onshore Wind Turbine | WT | Electric Utility | 1 | 61.9 | 61.9 | 61.9 | 9 | 2016 | 104 | Siemens | SWT-2.3-108 | 16.8 | 3 | 262.4
12341 | MidAmerican Energy Co | 60326 | O'Brien Wind | IA | O'Brien | OBWF2 | OP | Onshore Wind Turbine | WT | Electric Utility | 1 | 108.7 | 108.7 | 108.7 | 12 | 2016 | 45 | Siemens | SWT-2.3-108 | 16.8 | 3 | 262.4
12341 | MidAmerican Energy Co | 60326 | O'Brien Wind | IA | O'Brien | OBWF3 | OP | Onshore Wind Turbine | WT | Electric Utility | 1 | 79.7 | 79.7 | 79.7 | 12 | 2016 | 33 | Siemens | SWT-2.3-108 | 16.8 | 3 | 262.4
56990 | NJR Clean Energy Ventures Corporation | 60329 | Ringer Hill Wind Farm, LLC | PA | Somerset | RINGR | OP | Onshore Wind Turbine | WT | IPP Non-CHP | 2 | 39.9 | 38.3 | 38.3 | 12 | 2016 | 14 | GE | 2.85-103 | 19 | 2 | 295.3
60128 | Electra Wind, LLC | 60338 | Electra Wind Farm | TX | Wilbarger | EWF | OP | Onshore Wind Turbine | WT | IPP Non-CHP | 2 | 230 | 230 | 230 | 11 | 2016 | 100 | GE | 2.3-116 | 13.9 | 2 | 262.5
60129 | Horse Creek Wind, LLC | 60339 | Horse Creek Wind Farm | TX | Haskell | HCWF | OP | Onshore Wind Turbine | WT | IPP Non-CHP | 2 | 230 | 230 | 230 | 10 | 2016 | 100 | GE | 2.3-116 | 14.1 | 2 | 262.5
12341 | MidAmerican Energy Co | 60342 | Ida Grove Wind | IA | Ida | IGWF | OP | Onshore Wind Turbine | WT | Electric Utility | 1 | 61.1 | 61.1 | 61.1 | 9 | 2016 | 134 | GE | 2.3-116 | 16.8 | 3 | 262.4
12341 | MidAmerican Energy Co | 60342 | Ida Grove Wind | IA | Ida | IGWF2 | OP | Onshore Wind Turbine | WT | Electric Utility | 1 | 119.6 | 119.6 | 119.6 | 12 | 2016 | 54 | GE | 2.3-116 | 16.8 | 3 | 262.4
12341 | MidAmerican Energy Co | 60342 | Ida Grove Wind | IA | Ida | IGWF3 | OP | Onshore Wind Turbine | WT | Electric Utility | 1 | 92.8 | 92.8 | 92.8 | 12 | 2016 | 41 | GE | 2.3-116 | 16.8 | 3 | 262.4
12341 | MidAmerican Energy Co | 60342 | Ida Grove Wind | IA | Ida | IGWF4 | OP | Onshore Wind Turbine | WT | Electric Utility | 1 | 27.6 | 27.6 | 27.6 | 11 | 2016 | 12 | GE | 2.3-116 | 16.8 | 3 | 262.4
60149 | Brady Wind II, LLC | 60354 | Brady II Wind Energy Center | ND | Stark | BWEC2 | OP | Onshore Wind Turbine | WT | IPP Non-CHP | 2 | 150 | 150 | 150 | 12 | 2016 | 72 | GE | 2.0-116 | 19 | 2 | 315
60148 | Brady Wind, LLC | 60355 | Brady Wind Energy Center | ND | Stark | BWEC1 | OP | Onshore Wind Turbine | WT | IPP Non-CHP | 2 | 150 | 150 | 150 | 11 | 2016 | 87 | GE | 1.79-100 | 19 | 2 | 315
60155 | Old Settler Wind, LLC | 60366 | Old Settler Wind | TX | Floyd | OSWF | OP | Onshore Wind Turbine | WT | IPP Non-CHP | 2 | 151.2 | 151.2 | 151.2 | 4 | 2017 | 62 | GE | 2.4-107 | 20.6 | 2 | 262
60207 | Pisgah Mountain, LLC | 60404 | Pisgah Mountain Wind | ME | Penobscot | PISGA | OP | Onshore Wind Turbine | WT | IPP Non-CHP | 2 | 9.1 | 9.1 | 9.1 | 12 | 2016 | 5 | Vestas | V90-1.8 | 15.7 | 3 | 312
17650 | Southern Power Co | 60414 | Bethel Wind Farm LLC | TX | Castro | GEN1 | OP | Onshore Wind Turbine | WT | IPP Non-CHP | 2 | 276 | 276 | 276 | 1 | 2017 | 120 | GE | 2.3-116 | 19.9 | 2 | 262.4
60258 | Paulding Wind Farm III LLC | 60470 | Paulding Wind Farm III | OH | Paulding | 1 | OP | Onshore Wind Turbine | WT | IPP Non-CHP | 2 | 100.8 | 100.8 | 100.8 | 12 | 2016 | 48 | Gamesa | G114-2.0 | 16.7 | 3 | 305
60025 | Greenbacker Renewable Energy Corporation | 60486 | Greenfield Wind - MT | MT | Teton | 1 | OP | Onshore Wind Turbine | WT | IPP Non-CHP | 2 | 25 | 25 | 25 | 10 | 2016 | 13 | GE | 2.5-100 | 18 | 2 | 220
17650 | Southern Power Co | 60502 | Tyler Bluff Wind Project, LLC | TX | Cooke | GEN1 | OP | Onshore Wind Turbine | WT | IPP Non-CHP | 2 | 125.6 | 125.6 | 125.6 | 12 | 2016 | 52 | Siemens | SWT-2.3-108 | 17 | 2 | 262.4
60302 | Wind GEM, LLC | 60541 | Wind GEM | IA | Adair | WT1 | OP | Onshore Wind Turbine | WT | IPP Non-CHP | 2 | 1.9 | 1.9 | 1.9 | 9 | 2015 | 1 | GE | 1.85-87 | 16 | 2 | 265
17650 | Southern Power Co | 60545 | Grant Plains Wind, LLC | OK | Grant | WT | OP | Onshore Wind Turbine | WT | IPP Non-CHP | 2 | 147.2 | 147.2 | 147.2 | 12 | 2016 | 64 | Siemens | SWT-2.3-108 | 19 | 2 | 262.4
57170 | EDF Renewable Asset Holdings, Inc. | 60574 | Great Western Wind Energy, LLC | OK | Ellis | GEN1 | OP | Onshore Wind Turbine | WT | IPP Non-CHP | 2 | 225 | 225 | 225 | 12 | 2016 | 93 | Vestas | V100-2.0 | 20 | 2 | 264
57170 | EDF Renewable Asset Holdings, Inc. | 60587 | Kelly Creek Wind Project | IL | Ford | WND1 | OP | Onshore Wind Turbine | WT | IPP Non-CHP | 2 | 184 | 184 | 184 | 12 | 2016 | 92 | Vestas | V100-2.0 | 19 | 2 | 262.5
60819 | Rush Springs Wind Project | 60592 | Rush Springs Wind | OK | Stephens | WT1 | OP | Onshore Wind Turbine | WT | IPP Non-CHP | 2 | 249.9 | 249.9 | 249.9 | 12 | 2016 | 119 | GE | 2.0-116 | 18 | 3 | 265
15466 | Public Service Co of Colorado | 60619 | Rush Creek Wind | CO | Elbert | GEN1 | OP | Onshore Wind Turbine | WT | Electric Utility | 1 | 600 | 600 | 600 | 12 | 2018 | 300 | Vestas | V100-2.0 | 19 | 2 | 262
60364 | Ninnescah Wind Energy LLC | 60620 | Ninnescah Wind Energy, LLC | KS | Pratt | NSW | OP | Onshore Wind Turbine | WT | IPP Non-CHP | 2 | 208.3 | 208.3 | 208.3 | 12 | 2016 | 121 | GE | 1.79-100 | 13 | 1 | 280
60371 | Kingman Wind Energy, LLC | 60639 | Kingman Wind | KS | Pratt | KMW1 | OP | Onshore Wind Turbine | WT | IPP Non-CHP | 2 | 107.4 | 100 | 100 | 12 | 2016 | 60 | GE | 1.7-103 | 13 | 3 | 280
60371 | Kingman Wind Energy, LLC | 60639 | Kingman Wind | KS | Pratt | KMW2 | OP | Onshore Wind Turbine | WT | IPP Non-CHP | 2 | 107.4 | 100 | 100 | 12 | 2016 | 60 | GE | 1.7-103 | 13 | 3 | 280
60384 | Javelina Wind Energy II, LLC | 60645 | Javelina Wind Energy II, LLC | TX | Webb | WJ21 | OP | Onshore Wind Turbine | WT | IPP Non-CHP | 2 | 200 | 200 | 200 | 11 | 2016 | 100 | GE | 2.0-116 | 13 | 3 | 328
59380 | Enel Green Power NA, Inc. | 60655 | Rock Creek Wind Project | MO | Atchison | WT1 | OP | Onshore Wind Turbine | WT | IPP Non-CHP | 2 | 300 | 300 | 300 | 11 | 2017 | 150 | Vestas | V110-2.0 | 15 | 2 | 360
17650 | Southern Power Co | 60657 | Salt Fork Wind Project, LLC | TX | Donley | GEN1 | OP | Onshore Wind Turbine | WT | IPP Non-CHP | 2 | 174 | 174 | 174 | 12 | 2016 | 87 | Vestas | V100-2.0 | 20.3 | 2 | 262.4
60397 | Osborn Wind Energy LLC | 60672 | Osborn Wind Energy | MO | DeKalb | GEN1 | OP | Onshore Wind Turbine | WT | IPP Non-CHP | 2 | 200.9 | 195.8 | 195.8 | 12 | 2016 | 97 | GE | 2.0-116 | 18 | 2 | 301
60406 | Cimarron Bend Wind Project I, LLC | 60687 | Cimarron Bend Wind Project I, LLC | KS | Clark | 1 | OP | Onshore Wind Turbine | WT | IPP Non-CHP | 2 | 200 | 200 | 200 | 12 | 2016 | 100 | Vestas | V110-2.0 | 15 | 3 | 262
60407 | Cimarron Bend Wind Project II, LLC | 60688 | Cimarron Bend Wind Project II, LLC | KS | Clark | 1 | OP | Onshore Wind Turbine | WT | IPP Non-CHP | 2 | 200 | 200 | 200 | 3 | 2017 | 100 | Vestas | V100-2.0 | 22 | 2 | 328
22500 | Westar Energy Inc | 60689 | Western Plains Wind Farm | KS | Ford | 1 | OP | Onshore Wind Turbine | WT | Electric Utility | 1 | 280.6 | 280.6 | 280.6 | 3 | 2017 | 122 | Siemens | SWT-2.3-108 | 19 | 2 | 262.5
60430 | Wind Colebrook South | 60700 | Wind Colebrook South | CT | Litchfield | WCS | OP | Onshore Wind Turbine | WT | IPP Non-CHP | 2 | 5 | 1 | 2.1 | 11 | 2015 | 2 | GE | 2.85-103 | 18.7 | 2 | 322
60443 | Rattlesnake Power, LLC | 60743 | Rattlesnake Power, LLC | TX | McCulloch | WT1 | OP | Onshore Wind Turbine | WT | IPP Non-CHP | 2 | 160 | 160 | 160 | 9 | 2018 | 64 | Goldwind | GW 109/2500 | 6 | 2 | 270
60515 | Astra Wind LLC | 60856 | Astra Wind Farm | TX | Randall | ASTRA | OP | Onshore Wind Turbine | WT | IPP Non-CHP | 2 | 163 | 163 | 163 | 5 | 2017 | 68 | GE | 2.4-107 | 19 | 2 | 262
60521 | Equity Industrial Turbines | 60865 | Equity Industrial Turbines | MA | Essex | WT1 | OP | Onshore Wind Turbine | WT | IPP Non-CHP | 2 | 4 | 4 | 4 | 12 | 2012 | 2 | Gamesa | G90-2.0 | 15.9 | 2 | 256
12341 | MidAmerican Energy Co | 60873 | Prairie Wind Farm | IA | Mahaska | PWE | OP | Onshore Wind Turbine | WT | Electric Utility | 1 | 168 | 168 | 168 | 1 | 2018 | 84 | Vestas | V110-2.0 | 16.8 | 3 | 312
60537 | Deerfield Wind Energy, LLC | 60883 | Deerfield Wind Energy, LLC | MI | Huron | WT1 | OP | Onshore Wind Turbine | WT | IPP Non-CHP | 2 | 41.6 | 41.6 | 41.6 | 2 | 2017 | 20 | Vestas | V110-2.0 | 14.8 | 3 | 331
60537 | Deerfield Wind Energy, LLC | 60883 | Deerfield Wind Energy, LLC | MI | Huron | WT2 | OP | Onshore Wind Turbine | WT | IPP Non-CHP | 2 | 74.5 | 74.5 | 74.5 | 2 | 2017 | 36 | Vestas | V110-2.0 | 14.8 | 3 | 331
60537 | Deerfield Wind Energy, LLC | 60883 | Deerfield Wind Energy, LLC | MI | Huron | WT3 | OP | Onshore Wind Turbine | WT | IPP Non-CHP | 2 | 32.9 | 32.9 | 32.9 | 2 | 2017 | 16 | Vestas | V110-2.0 | 14.8 | 3 | 331
60542 | Willow Springs Windfarm, LLC | 60901 | Willow Springs Wind Farm | TX | Haskell | WSPWF | OP | Onshore Wind Turbine | WT | IPP Non-CHP | 2 | 250 | 250 | 250 | 11 | 2017 | 110 | GE | 2.5-120 | 16.2 | 4 | 295.3
60543 | Dermott Wind, LLC | 60902 | Dermott Wind | TX | Scurry | DERM | OP | Onshore Wind Turbine | WT | IPP Non-CHP | 2 | 253 | 253 | 253 | 7 | 2017 | 110 | GE | 2.3-116 | 15.5 | 4 | 262.5
60562 | Oliver Wind III, LLC | 60905 | Oliver Wind III, LLC | ND | Morton | WT1 | OP | Onshore Wind Turbine | WT | IPP Non-CHP | 2 | 99.3 | 99.3 | 99.3 | 1 | 2017 | 48 | GE | 2.0-116 | 19 | 2 | 301
60567 | Green Energy Machine, LLC | 60911 | Green Energy Machine | IA | Cass | GRN | OP | Onshore Wind Turbine | WT | IPP Non-CHP | 2 | 1.7 | 1.7 | 1.7 | 6 | 2016 | 1 | GE | 1.7-100 | 17 | 3 | 263
60578 | CCC Hastings Renewable Energy, LLC | 60931 | CCC Hastings Wind Turbine | NE | Adams | WT1 | OP | Onshore Wind Turbine | WT | IPP Non-CHP | 2 | 1.7 | 1.7 | 1.7 | 12 | 2016 | 1 | GE | 1.7-103 | 18 | 2 | 264
60577 | Creston Ridge, LLC | 60932 | Creston Ridge Wind Farm | NE | Platte | WT1 | OP | Onshore Wind Turbine | WT | IPP Non-CHP | 2 | 6.8 | 6.8 | 6.8 | 12 | 2015 | 4 | GE | 1.7-103 | 19 | 2 | 264
60617 | Buckthorn Wind Project, LLC | 60983 | Buckthorn Wind Project | TX | Erath | BWIND | OP | Onshore Wind Turbine | WT | IPP Non-CHP | 2 | 100.5 | 100.5 | 100.5 | 12 | 2017 | 29 | Vestas | V126-3.45 | 19.2 | 3 | 297
59359 | BHE Renewables, LLC | 60987 | Santa Rita Wind Energy | TX | Reagan | GEN1 | OP | Onshore Wind Turbine | WT | IPP Non-CHP | 2 | 300 | 300 | 300 | 4 | 2018 | 120 | GE | 2.5-120 | 19.2 | 2 | 456
60634 | AEM Wind LLC | 60991 | Sterling I Wind Farm | NM | Lea | STER1 | OP | Onshore Wind Turbine | WT | IPP Non-CHP | 2 | 29.9 | 29.9 | 29.9 | 7 | 2017 | 13 | GE | 2.3-116 | 18.8 | 2 | 80
17650 | Southern Power Co | 61001 | Cactus Flats Wind Energy Project | TX | Concho | WT1 | OP | Onshore Wind Turbine | WT | IPP Non-CHP | 2 | 150 | 150 | 150 | 7 | 2018 | 43 | Vestas | V126-3.45 | 18 | 2 | 285
60621 | WED Portsmouth One, LLC | 61002 | WED Portsmouth One, LLC | RI | Newport | PORT1 | OP | Onshore Wind Turbine | WT | IPP Non-CHP | 2 | 1.5 | 1.5 | 1.5 | 8 | 2016 | 1 | VENSYS | VENSYS82 | 15.4 | 3 | 278.8
60644 | OEE XXIV LLC | 61004 | Whirlpool Corporation - Ottawa Wind Farm | OH | Putnam | W1 | OP | Onshore Wind Turbine | WT | Industrial Non-CHP | 6 | 1.5 | 1.5 | 1.5 | 1 | 2018 | 1 | Goldwind | GW 87/1500 | 13 | 1 | 262
60645 | OEE XXIII LLC | 61005 | Whirlpool Corporation - Marion Wind Farm | OH | Marion | W1 | OP | Onshore Wind Turbine | WT | Industrial Non-CHP | 6 | 1.5 | 1.5 | 1.5 | 10 | 2017 | 1 | Goldwind | GW 87/1500 | 13 | 3 | 262
60645 | OEE XXIII LLC | 61005 | Whirlpool Corporation - Marion Wind Farm | OH | Marion | W2 | OP | Onshore Wind Turbine | WT | Industrial Non-CHP | 6 | 1.5 | 1.5 | 1.5 | 10 | 2017 | 1 | Goldwind | GW 87/1500 | 13 | 3 | 262
60645 | OEE XXIII LLC | 61005 | Whirlpool Corporation - Marion Wind Farm | OH | Marion | W3 | OP | Onshore Wind Turbine | WT | Industrial Non-CHP | 6 | 1.5 | 1.5 | 1.5 | 10 | 2017 | 1 | Goldwind | GW 87/1500 | 13 | 3 | 262
15399 | Avangrid Renewables LLC | 61039 | Deerfield Wind LLC | VT | Bennington | WT1 | OP | Onshore Wind Turbine | WT | IPP Non-CHP | 2 | 30 | 30 | 30 | 12 | 2017 | 17 | Gamesa | G114-2.0 | 12 | 2 | 240
15399 | Avangrid Renewables LLC | 61040 | Twin Buttes II Wind | CO | Prowers | WT1 | OP | Onshore Wind Turbine | WT | IPP Non-CHP | 2 | 75 | 75 | 75 | 12 | 2017 | 30 | Gamesa | G114-2.0 | 16 | 2 | 240
61275 | Seward Wind LLC | 61056 | Seward Wind Farm | NE | Seward | T1 | OP | Onshore Wind Turbine | WT | IPP Non-CHP | 2 | 1.7 | 1.7 | 1.7 | 12 | 2017 | 1 | GE | 1.7-103 | 18.8 | 2 | 262.5
60690 | Foundation CA Fund VIII Manager, LLC | 61066 | Foundation CDCR LAC | CA | Los Angeles | WTG1 | OP | Onshore Wind Turbine | WT | IPP Non-CHP | 2 | 1.9 | 1.9 | 1.9 | 12 | 2017 | 1 | GE | 1.85-82.5 | 15.8 | 3 | 262
60690 | Foundation CA Fund VIII Manager, LLC | 61067 | Foundation Scheid Vineyards | CA | Monterey | WTG1 | OP | Onshore Wind Turbine | WT | IPP Non-CHP | 2 | 1.9 | 1.9 | 1.9 | 9 | 2017 | 1 | GE | 1.85-82.5 | 13.2 | 4 | 262
12341 | MidAmerican Energy Co | 61077 | Orient Wind Farm | IA | Adair | 1 | OP | Onshore Wind Turbine | WT | Electric Utility | 1 | 102 | 102 | 102 | 12 | 2018 | 51 | Vestas | V110-2.0 | 16.8 | 3 | 312
12341 | MidAmerican Energy Co | 61079 | Beaver Creek Wind | IA | Boone | 1 | OP | Onshore Wind Turbine | WT | Electric Utility | 1 | 170 | 170 | 170 | 12 | 2017 | 85 | Vestas | V110-2.0 | 16.8 | 3 | 312
56769 | Consolidated Edison Development Inc. | 61155 | Big Timber Wind Farm | MT | Sweet Grass | BT-MT | OP | Onshore Wind Turbine | WT | IPP Non-CHP | 2 | 25 | 25 | 25 | 2 | 2018 | 14 | GE | 1.79-100 | 16 | 3 | 262.4
60844 | Flat Top Wind I, LLC | 61212 | Flat Top Wind I | TX | Mills | FTWI | OP | Onshore Wind Turbine | WT | IPP Non-CHP | 2 | 200 | 200 | 200 | 9 | 2018 | 100 | Vestas | V110-2.0 | 15.5 | 3 | 312
60859 | Redbed Plains Wind Farm LLC | 61221 | Redbed Plains Wind Farm | OK | Grady | WT1 | OP | Onshore Wind Turbine | WT | IPP Non-CHP | 2 | 99.1 | 99.1 | 99.1 | 7 | 2017 | 48 | Gamesa | G114-2.0 | 19.5 | 1 | 93
60811 | Golden Hills Interconnection Wind, LLC | 61222 | Golden Hills North Wind Energy Center | CA | Alameda | 1 | OP | Onshore Wind Turbine | WT | IPP Non-CHP | 2 | 46 | 46 | 46 | 11 | 2017 | 20 | GE | 2.3-107 | 18 | 3 | 295
57170 | EDF Renewable Asset Holdings, Inc. | 61261 | Rock Falls Wind Farm LLC | OK | Kay | RF1 | OP | Onshore Wind Turbine | WT | IPP Non-CHP | 2 | 154.5 | 154.5 | 154.5 | 12 | 2017 | 60 | Siemens | SWT-2.3-108 | 19 | 2 | 278
60881 | Thunder Ranch Wind Project, LLC | 61269 | Thunder Ranch Wind Project | OK | Noble | WT1 | OP | Onshore Wind Turbine | WT | IPP Non-CHP | 2 | 297.8 | 297.8 | 297.8 | 1 | 2018 | 120 | GE | 2.5-116 | 26 | 2 | 380
60882 | Red Dirt Wind Project, LLC | 61270 | Red Dirt Wind Project | OK | Kingfisher | RDDRT | OP | Onshore Wind Turbine | WT | IPP Non-CHP | 2 | 299.3 | 299.3 | 299.3 | 1 | 2018 | 95 | Acciona | AW125/3150 | 25 | 2 | 410
60944 | Bluff Point Wind, LLC | 61303 | Bluff Point Wind Facility | IN | Jay | BLUFF | OP | Onshore Wind Turbine | WT | IPP Non-CHP | 2 | 119.7 | 119.7 | 119.7 | 12 | 2017 | 56 | GE | 2.0-116 | 18 | 2 | 301
60969 | Hog Creek Wind Project LLC | 61330 | Hog Creek Wind Project | OH | Hardin | WT1 | OP | Onshore Wind Turbine | WT | IPP Non-CHP | 2 | 66 | 66 | 66 | 12 | 2017 | 30 | Vestas | V110-2.0 | 14.5 | 4 | 312
60996 | OEE XXV LLC | 61356 | Valfilm Wind Project | OH | Hancock | W1 | OP | Onshore Wind Turbine | WT | Industrial Non-CHP | 6 | 1.5 | 1.5 | 1.5 | 9 | 2018 | 1 | Goldwind | GW 87/1500 | 14 | 3 | 262
60996 | OEE XXV LLC | 61356 | Valfilm Wind Project | OH | Hancock | W2 | OP | Onshore Wind Turbine | WT | Industrial Non-CHP | 6 | 1.5 | 1.5 | 1.5 | 9 | 2018 | 1 | Goldwind | GW 87/1500 | 14 | 3 | 262
57170 | EDF Renewable Asset Holdings, Inc. | 61357 | Red Pine Wind Project | MN | Lincoln | RP1 | OP | Onshore Wind Turbine | WT | IPP Non-CHP | 2 | 200 | 200 | 200 | 12 | 2017 | 100 | Vestas | V110-2.0 | 17.9 | 2 | 262
61042 | Cottonwood Wind Project | 61407 | Cottonwood Wind Energy Center | NE | Webster | CTNWD | OP | Onshore Wind Turbine | WT | IPP Non-CHP | 2 | 89.7 | 89.7 | 89.7 | 11 | 2017 | 40 | GE | 2.3-107 | 19 | 2 | 295
61070 | Foundation CA Fund IX Manager, LLC | 61442 | Foundation California Training Facility | CA | Monterey | WTG1 | OP | Onshore Wind Turbine | WT | IPP Non-CHP | 2 | 1.8 | 1.8 | 1.8 | 8 | 2018 | 1 | GE | 1.7-100 | 14.5 | 3 | 262
61070 | Foundation CA Fund IX Manager, LLC | 61444 | Foundation SaIinas Valley State Prison | CA | Monterey | WTG1 | OP | Onshore Wind Turbine | WT | IPP Non-CHP | 2 | 1.8 | 1.8 | 1.8 | 8 | 2018 | 1 | GE | 1.7-100 | 14.5 | 3 | 262
61149 | Fort Hays State University | 61540 | Fort Hays State University Wind Farm | KS | Ellis | WIND1 | OP | Onshore Wind Turbine | WT | Commercial Non-CHP | 4 | 2 | 2 | 2 | 11 | 2013 | 1 | VESTAS | V100-2.0 | 18.6 | 2 | 262.5
61149 | Fort Hays State University | 61540 | Fort Hays State University Wind Farm | KS | Ellis | WIND2 | OP | Onshore Wind Turbine | WT | Commercial Non-CHP | 4 | 2 | 2 | 2 | 11 | 2013 | 1 | VESTAS | V100-2.0 | 18.6 | 2 | 262.5
2770 | Terra-Gen Operating Co-Wind | 61582 | Voyager Wind II | CA | Kern | VYGR2 | OP | Onshore Wind Turbine | WT | IPP Non-CHP | 2 | 128.7 | 128.7 | 128.7 | 12 | 2018 | 36 | Vestas | V117-3.45 | 22 | 1 | 275
2770 | Terra-Gen Operating Co-Wind | 61583 | Voyager Wind III | CA | Kern | VYGR3 | OP | Onshore Wind Turbine | WT | IPP Non-CHP | 2 | 43.2 | 43.2 | 43.2 | 12 | 2018 | 12 | Vestas | V117-3.45 | 22 | 1 | 275
2770 | Terra-Gen Operating Co-Wind | 61584 | Voyager Wind IV | CA | Kern | VYGR4 | OP | Onshore Wind Turbine | WT | IPP Non-CHP | 2 | 21.6 | 21.6 | 21.6 | 12 | 2018 | 6 | Vestas | V117-3.45 | 22 | 1 | 275
61188 | West Texas A&M University | 61589 | UL Advanced Wind Turbine Test Facility | TX | Randall | MT-1 | OP | Onshore Wind Turbine | WT | Commercial Non-CHP | 4 | 0.1 | 0.1 | 0.1 | 1 | 2016 | 1 | Renewtech | WT100 | 19 | 2 | 120
61188 | West Texas A&M University | 61589 | UL Advanced Wind Turbine Test Facility | TX | Randall | UT-1 | OP | Onshore Wind Turbine | WT | Commercial Non-CHP | 4 | 3.4 | 3.4 | 3.4 | 7 | 2018 | 1 | Goldwind | GW 121/2500 | 23.5 | 2 | 426
61214 | Heartland Divide Wind Project, LLC | 61609 | Heartland Divide Wind Project, LLC | IA | Audubon | 1 | OP | Onshore Wind Turbine | WT | IPP Non-CHP | 2 | 103.5 | 103.5 | 103.5 | 12 | 2018 | 43 | GE | 2.5-100 | 18 | 3 | 265
61330 | Turtle Creek Wind Farm LLC | 61638 | Turtle Creek Wind Farm LLC | IA | Mitchell | TC1 | OP | Onshore Wind Turbine | WT | IPP Non-CHP | 2 | 200.1 | 200.1 | 200.1 | 12 | 2018 | 50 | Vestas | V136-3.45 | 17 | 3 | 269
61254 | August Wind Energy, LLC | 61644 | August Wind Farm | IA | Taylor | AUG | OP | Onshore Wind Turbine | WT | IPP Non-CHP | 2 | 1.8 | 1.8 | 1.8 | 2 | 2017 | 1 | GE | 1.79-100 | 17.4 | 3 | 263
61278 | OEE XXVI LLC | 61660 | Whirlpool Corp-Greenville Wind Farm | OH | Darke | WTG1 | OP | Onshore Wind Turbine | WT | IPP Non-CHP | 2 | 1.5 | 1.5 | 1.5 | 9 | 2018 | 1 | Goldwind | GW 87/1500 | 13 | 1 | 262
61278 | OEE XXVI LLC | 61660 | Whirlpool Corp-Greenville Wind Farm | OH | Darke | WTG2 | OP | Onshore Wind Turbine | WT | IPP Non-CHP | 2 | 1.5 | 1.5 | 1.5 | 9 | 2018 | 1 | Goldwind | GW 87/1500 | 13 | 1 | 262
61278 | OEE XXVI LLC | 61660 | Whirlpool Corp-Greenville Wind Farm | OH | Darke | WTG3 | OP | Onshore Wind Turbine | WT | IPP Non-CHP | 2 | 1.5 | 1.5 | 1.5 | 9 | 2018 | 1 | Goldwind | GW 87/1500 | 13 | 1 | 262
61280 | Creston Ridge II, LLC | 61668 | Creston Ridge II, LLC | NE | Platte | CR2-1 | OP | Onshore Wind Turbine | WT | IPP Non-CHP | 2 | 2.3 | 2.3 | 2.3 | 6 | 2017 | 1 | GE | 2.3-107 | 18.7 | 2 | 264
61280 | Creston Ridge II, LLC | 61668 | Creston Ridge II, LLC | NE | Platte | CR2-2 | OP | Onshore Wind Turbine | WT | IPP Non-CHP | 2 | 2.3 | 2.3 | 2.3 | 6 | 2017 | 1 | GE | 2.3-107 | 18.7 | 2 | 264
61280 | Creston Ridge II, LLC | 61668 | Creston Ridge II, LLC | NE | Platte | CR2-3 | OP | Onshore Wind Turbine | WT | IPP Non-CHP | 2 | 2.3 | 2.3 | 2.3 | 6 | 2017 | 1 | GE | 2.3-107 | 18.7 | 2 | 264
58261 | Arkwright Summit Wind Farm LLC | 61673 | Arkwright Summit Wind Farm LLC | NY | Chautauqua | WT | OP | Onshore Wind Turbine | WT | IPP Non-CHP | 2 | 79.8 | 78.4 | 78.4 | 8 | 2018 | 36 | Vestas | V110-2.0 | 19 | 2 | 312
61291 | Wildcat Ranch Wind Project, LLC | 61674 | Wildcat Ranch Wind Project | TX | Cochran | WT | OP | Onshore Wind Turbine | WT | IPP Non-CHP | 2 | 150 | 150 | 150 | 12 | 2018 | 65 | GE | 2.3-116 | 19 | 2 | 200
61288 | Perennial Wind, LLC | 61677 | Perennial Windfarm | NE | Fillmore | T-1 | OP | Onshore Wind Turbine | WT | IPP Non-CHP | 2 | 2.3 | 2.3 | 2.3 | 7 | 2018 | 1 | GE | 2.3-116 | 18.6 | 2 | 295
61288 | Perennial Wind, LLC | 61677 | Perennial Windfarm | NE | Fillmore | T-2 | OP | Onshore Wind Turbine | WT | IPP Non-CHP | 2 | 2.3 | 2.3 | 2.3 | 7 | 2018 | 1 | GE | 2.3-116 | 18.6 | 2 | 295
61288 | Perennial Wind, LLC | 61677 | Perennial Windfarm | NE | Fillmore | T-3 | OP | Onshore Wind Turbine | WT | IPP Non-CHP | 2 | 2.3 | 2.3 | 2.3 | 7 | 2018 | 1 | GE | 2.3-116 | 18.6 | 2 | 295
61363 | Seneca Nation | 61734 | Seneca Nation Cattaraugus Wind Turbine | NY | Erie | 1 | OP | Onshore Wind Turbine | WT | Commercial Non-CHP | 4 | 1.5 | 1.5 | 1.5 | 3 | 2017 | 1 | VENSYS | VENSYS82 | 15.6 | 3 | 272
56769 | Consolidated Edison Development Inc. | 61745 | Aurora County Wind | SD | Aurora | ACSD | OP | Onshore Wind Turbine | WT | IPP Non-CHP | 2 | 20 | 20 | 20 | 10 | 2018 | 9 | GE | 2.3-116 | 7.7 | 3 | 262.4
56769 | Consolidated Edison Development Inc. | 61746 | Brule County Wind | SD | Brule | BCSD | OP | Onshore Wind Turbine | WT | IPP Non-CHP | 2 | 20 | 20 | 20 | 10 | 2018 | 9 | GE | 2.3-116 | 17.4 | 3 | 262.4
61381 | Meadow Lake Wind Farm VI LLC | 61756 | Meadow Lake Wind Farm VI LLC | IN | Benton | MWLVI | OP | Onshore Wind Turbine | WT | IPP Non-CHP | 2 | 200.4 | 200.4 | 200.4 | 11 | 2018 | 61 | Vestas | V136-3.45 | 7.6 | 2 | 105
61397 | Town of Otis | 61775 | Town of Otis Wind Energy Project | MA | Berkshire | OT196 | OP | Onshore Wind Turbine | WT | Commercial Non-CHP | 4 | 1.5 | 1.5 | 1.5 | 3 | 2018 | 1
49893 | Invenergy Services LLC | 61784 | Upstream Wind Energy LLC | NE | Antelope | UWE | OP | Onshore Wind Turbine | WT | IPP Non-CHP | 2 | 202.5 | 202.5 | 202.5 | 12 | 2018 | 81 | GE | 2.3-116 | 12.4 | 2 | 295.3
49893 | Invenergy Services LLC | 61787 | Bishop Hill III | IL | Henry | BHIII | OP | Onshore Wind Turbine | WT | IPP Non-CHP | 2 | 119 | 119 | 119 | 6 | 2018 | 53 | GE | 2.3-116 | 27 | 2 | 295.3
61415 | Hilltop Power, LLC | 61788 | Hilltop Power | MN | Pipestone | WT | OP | Onshore Wind Turbine | WT | IPP Non-CHP | 2 | 2 | 2 | 2 | 12 | 2008 | 1 | DeWind | D8.2 | 12 | 2 | 262
61458 | Minco Wind IV, LLC | 61836 | Minco Wind IV, LLC | OK | Canadian | MIV | OP | Onshore Wind Turbine | WT | IPP Non-CHP | 2 | 130 | 130 | 130 | 12 | 2018 | 52 | GE | 2.3-116 | 18.6 | 2 | 90
61470 | PYCO Industries, Inc. | 61848 | PYCO Industries, Inc. Wind Farm | TX | Lubbock | WT1 | OP | Onshore Wind Turbine | WT | Industrial Non-CHP | 6 | 10 | 3 | 4.4 | 5 | 2008 | 10 | Fuhrlander | FL 1000 | 15 | 3 | 229
56545 | Pattern Operators LP | 61858 | Stillwater Wind, LLC | MT | Stillwater | WT | OP | Onshore Wind Turbine | WT | IPP Non-CHP | 2 | 80 | 80 | 80 | 10 | 2018 | 31 | Siemens | SWT-2.3-108 | 24.6 | 2 | 80
61495 | Persimmon Creek Wind Farm 1, LLC | 61876 | Persimmon Creek Wind Farm 1, LLC | OK | Woodward | PCWF1 | OP | Onshore Wind Turbine | WT | IPP Non-CHP | 2 | 198.6 | 198.6 | 198.6 | 9 | 2018 | 85 | GE | 2.5-103 | 18 | 2 | 80
12341 | MidAmerican Energy Co | 61911 | Ivester Wind Farm | IA | Grundy | WT1 | OP | Onshore Wind Turbine | WT | Electric Utility | 1 | 90.8 | 90.8 | 90.8 | 12 | 2018 | 35 | Siemens | SWT-2.625-120 | 16.8 | 3 | 262.4
61527 | Tahoka Wind, LLC | 61921 | Tahoka Wind | TX | Lynn | TAH | OP | Onshore Wind Turbine | WT | IPP Non-CHP | 2 | 300 | 300 | 300 | 12 | 2018 | 120 | GE | 2.5-120 | 18.5 | 2 | 292
61531 | Casa Mesa Wind, LLC | 61925 | Casa Mesa Wind Energy Center | NM | Quay | CMNM | OP | Onshore Wind Turbine | WT | IPP Non-CHP | 2 | 50.9 | 50.9 | 50.9 | 11 | 2018 | 21 | GE | 2.5-100 | 19 | 2 | 265
61530 | Armadillo Flats Wind Project, LLC | 61926 | Armadillo Flats Wind Project, LLC | OK | Garfield | ARM | OP | Onshore Wind Turbine | WT | IPP Non-CHP | 2 | 247.3 | 247.3 | 247.3 | 12 | 2018 | 126 | GE | 2.3-116 | 18.6 | 2 | 90
61537 | Pratt Wind, LLC | 61957 | Pratt Wind, LLC | KS | Pratt | PW | OP | Onshore Wind Turbine | WT | IPP Non-CHP | 2 | 243.5 | 243.5 | 243.5 | 12 | 2018 | 88 | Siemens | SWT-2.3-101 | 19 | 2 | 262
61576 | Ameren Illinois | 61990 | TAC-Distributed Energy Resource Int. | IL | Champaign | WIND | OP | Onshore Wind Turbine | WT | Electric Utility | 1 | 0.1 | 0.1 | 0.1 | 3 | 2017 | 1 | Northern Power | NPS 100C-24 | 12 | 3 | 120
61676 | Roseman Energy, LLC | 62130 | Roseman | IA | Cass | ROS | OP | Onshore Wind Turbine | WT | IPP Non-CHP | 2 | 1.8 | 1.8 | 1.8 | 2 | 2017 | 1 | GE | 1.79-100 | 17 | 3 | 263
12341 | MidAmerican Energy Co | 62132 | Arbor Hill Wind Farm | IA | Adair | WT1 | OP | Onshore Wind Turbine | WT | Electric Utility | 1 | 250 | 250 | 250 | 12 | 2018 | 125 | Vestas | V110-2.0 | 16.8 | 3 | 312
12341 | MidAmerican Energy Co | 62133 | North English | IA | Poweshiek | GT1 | OP | Onshore Wind Turbine | WT | Electric Utility | 1 | 200 | 200 | 200 | 12 | 2018 | 100 | Vestas | V110-2.0 | 16.8 | 3 | 312
12341 | MidAmerican Energy Co | 62134 | Beaver Creek II Wind | IA | Greene | GT1 | OP | Onshore Wind Turbine | WT | Electric Utility | 1 | 170 | 170 | 170 | 10 | 2018 | 85 | Vestas | V110-2.0 | 16.8 | 3 | 312
61667 | Galactic Wind | 62161 | Galactic Wind | WI | Dane | GWT | OP | Onshore Wind Turbine | WT | Commercial Non-CHP | 4 | 9.9 | 9.9 | 9.9 | 12 | 2012 | 6 | Vestas | V82-1.65 | 14.3 | 4 | 262
61706 | Birch Power LLC | 62172 | Birch | IA | Taylor | BIR | OP | Onshore Wind Turbine | WT | IPP Non-CHP | 2 | 1.8 | 1.8 | 1.8 | 2 | 2017 | 1 | GE | 1.79-100 | 17.4 | 3 | 263
61815 | Palmer's Creek Wind Farm, LLC | 62291 | Palmer's Creek Wind Farm, LLC | MN | Chippewa | PCWF | OP | Onshore Wind Turbine | WT | IPP Non-CHP | 2 | 44.6 | 44.6 | 44.6 | 12 | 2018 | 18 | GE | 2.5-120 | 16 | 2 | 295.3
61845 | Polk County Renewables, LLC | 62333 | Polk County Renewables, LLC | NE | Polk | T-1 | OP | Onshore Wind Turbine | WT | IPP Non-CHP | 2 | 2.5 | 2.5 | 2.5 | 12 | 2018 | 1 | GE | 2.5-120 | 19.1 | 2 | 292
61893 | Lake Region Community Hybrid, LLC | 62442 | Lake Region Community Hybrid, LLC | MN | Otter Tail | LRCH | OP | Onshore Wind Turbine | WT | IPP Non-CHP | 2 | 2 | 2 | 2 | 12 | 2018 | 1 | GE | 1.5 S | 15.6 | 3 | 295
62069 | Jiminy Peak Mountain Resort, LLC | 62570 | Jiminy Peak Wind QF | MA | Berkshire | 32651 | OP | Onshore Wind Turbine | WT | IPP Non-CHP | 2 | 1.5 | 1.7 | 2.7 | 8 | 2007 | 1 | GE | 1.5 SLE | 16.1 | 1 | 282.5
58270 | GE Wind Energy LLC | 62642 | GE-Lubbock | TX | Lubbock | GE-P2 | OP | Onshore Wind Turbine | WT | IPP Non-CHP | 2 | 2.5 | 3 | 3 | 4 | 2014 | 1 | GE | 2.5-100 | 15 | 2 | 262
58270 | GE Wind Energy LLC | 62642 | GE-Lubbock | TX | Lubbock | GE-P3 | OP | Onshore Wind Turbine | WT | IPP Non-CHP | 2 | 2.8 | 3.1 | 3.1 | 2 | 2015 | 1 | GE | 2.75-120 | 15 | 2 | 291

## Retired and Canceled
This is an early release of the final EIA-860 data for calendar year 2018. The early release is provided for the express purpose of providing immediate access to individual plant and generator data for analysts who use this type of information. The data has not been fully edited and is inappropriate for aggregation, such as to state or national totals. Also, in some cases, data for a certain number of plants and generators has been excluded from this early release pending further data validation. Final, complete, and fully-edited data will be released by EIA later in 2019. Questions or comments regarding this data release should be directed to infoelectric@eia.gov.
2018 Form EIA-860 Data - Schedule 3, 'Wind Technology Data' (Retired & Canceled Units Only)
Utility ID | Utility Name | Plant Code | Plant Name | State | County | Generator ID | Status | Technology | Prime Mover | Sector Name | Sector | Nameplate Capacity (MW) | Summer Capacity (MW) | Winter Capacity (MW) | Operating Month | Operating Year | Retirement Month | Retirement Year | Number of Turbines | Predominant Turbine Manufacturer | Predominant Turbine Model Number | Design Wind Speed (mph) | Wind Quality Class | Turbine Hub Height (Feet)
56990 | NJR Clean Energy Ventures Corporation | 692 | Medicine Bow | WY | Carbon | 12 | IP | Onshore Wind Turbine | WT | IPP Non-CHP | 2 | 0.7 | 0.7 | 0.7 | [5 empty] | Vestas | V47-660 | 18.8 | 2 | 164
56990 | NJR Clean Energy Ventures Corporation | 692 | Medicine Bow | WY | Carbon | 13 | IP | Onshore Wind Turbine | WT | IPP Non-CHP | 2 | 0.7 | 0.7 | 0.7 | [5 empty] | Vestas | V47-660 | 15 | 2 | 164
56990 | NJR Clean Energy Ventures Corporation | 692 | Medicine Bow | WY | Carbon | 3 | RE | Onshore Wind Turbine | WT | IPP Non-CHP | 2 | 0.1 | 0.1 | 0.1 | 4 | 1998 | 4 | 2005 | 1
56990 | NJR Clean Energy Ventures Corporation | 692 | Medicine Bow | WY | Carbon | CLIP | RE | Onshore Wind Turbine | WT | IPP Non-CHP | 2 | 2.5 | 2.5 | 2.5 | 3 | 2005 | 12 | 2011 | 1
20860 | Wisconsin Public Service Corp | 7366 | Lincoln Turbines | WI | Kewaunee | 1 | RE | Onshore Wind Turbine | WT | Electric Utility | 1 | 9.2 | 0.7 | 2.2 | 6 | 1999 | 10 | 2018 | 14 | Vestas | V47-660 | 15.4 | 1 | 213
15371 | Town of Princeton - (MA) | 7501 | Princeton Wind Farm | MA | Worcester | 1 | RE | Onshore Wind Turbine | WT | Electric Utility | 1 | 0.3 | 0.3 | 0.3 | 10 | 1984 | 10 | 2003 | 8
8287 | Hawaii Electric Light Co Inc | 7769 | Lalamilo Windfarm | HI | Hawaii | 1-81 | RE | Onshore Wind Turbine | WT | Electric Utility | 1 | 1.6 | 1.6 | 1.6 | 7 | 1985 | 12 | 2010 | 81
8287 | Hawaii Electric Light Co Inc | 7769 | Lalamilo Windfarm | HI | Hawaii | 8211 | RE | Onshore Wind Turbine | WT | Electric Utility | 1 | 0.6 | 0.6 | 0.6 | 7 | 1985 | 12 | 2010 | 39
58190 | Bluestem LLC | 7771 | Springview | NE | Keya Paha | 1 | RE | Onshore Wind Turbine | WT | IPP Non-CHP | 2 | 0.7 | 0.7 | 0.7 | 10 | 1998 | 10 | 2007 | 1 | VENSYS | VENSYS77 | 16 | 1 | 201.7
58190 | Bluestem LLC | 7771 | Springview | NE | Keya Paha | 2 | RE | Onshore Wind Turbine | WT | IPP Non-CHP | 2 | 0.7 | 0.7 | 0.7 | 10 | 1998 | 10 | 2007 | 1 | VENSYS | VENSYS77 | 16 | 1 | 201.7
20860 | Wisconsin Public Service Corp | 7882 | Glenmore Turbines | WI | Brown | 1 | RE | Onshore Wind Turbine | WT | Electric Utility | 1 | 1.2 | 0.1 | 0.1 | 2 | 1998 | 9 | 2012 | 2
15466 | Public Service Co of Colorado | 7937 | Ponnequin | CO | Weld | 30 | RE | Onshore Wind Turbine | WT | Electric Utility | 1 | 9.9 | 9.9 | 9.9 | 8 | 2001 | 12 | 2015 | 15 | Vestas | V47-660 | 35 | 1 | 220
15466 | Public Service Co of Colorado | 7937 | Ponnequin | CO | Weld | 8 | RE | Onshore Wind Turbine | WT | Electric Utility | 1 | 16.6 | 15.4 | 15.4 | 2 | 1999 | 12 | 2015 | 22 | NEG-Micon | NM48/750 | 35 | 1 | 200
9397 | International Turbine Res Inc | 10005 | Dinosaur Point | CA | Merced | WTGS | RE | Onshore Wind Turbine | WT | IPP Non-CHP | 2 | 17.4 | 17 | 16 | 5 | 1988 | 6 | 2018 | 161 | Vestas | V17-90 | 15.4 | 2 | 80
2719 | CalWind Resources Inc | 10191 | Tehachapi Wind Resource I | CA | Kern | PLAN | IP | Onshore Wind Turbine | WT | IPP Non-CHP | 2 | 0.6 | 0.6 | 0.6 |  |  |  |  | 1
57170 | EDF Renewable Asset Holdings, Inc. | 10815 | Difwind Farms Ltd VII | CA | Alameda | GEN1 | RE | Onshore Wind Turbine | WT | IPP Non-CHP | 2 | 24 | 21 | 21 | 1 | 1987 | 11 | 2014 | 175 | Nordtank |  |  |  | 106.6
58661 | Sustainable Power Group, LLC | 50001 | Altamont Midway Ltd | CA | San Joaquin | WTGS | RE | Onshore Wind Turbine | WT | IPP Non-CHP | 2 | 10.9 | 10.9 | 10.9 | 12 | 1984 | 4 | 2015 | 163 | Micon | M66/13 | 15 | 2 | 75.4
58661 | Sustainable Power Group, LLC | 50534 | Santa Clara (85C) | CA | Alameda | WGNS | RE | Onshore Wind Turbine | WT | IPP Non-CHP | 2 | 18 | 18 | 18 | 1 | 1986 | 8 | 2016 | 194 | Vestas | V17-90 | 15 | 2 | 80
61208 | Red Marlin Wind Ventures, LLC | 50553 | Edom Hills Project 1 LLC | CA | Riverside | WGNS | RE | Onshore Wind Turbine | WT | IPP Non-CHP | 2 | 11 | 6.5 | 10.2 | 12 | 1985 | 8 | 2007 | 139
58661 | Sustainable Power Group, LLC | 50818 | Dyer Road | CA | San Joaquin | GEN1 | RE | Onshore Wind Turbine | WT | IPP Non-CHP | 2 | 10.5 | 10.5 | 10.5 | 12 | 1983 | 4 | 2015 | 188 | Enertech | E44-40 | 15 | 2 | 60
58661 | Sustainable Power Group, LLC | 50819 | ESI Project | CA | Alameda | GEN1 | RE | Onshore Wind Turbine | WT | IPP Non-CHP | 2 | 1.2 | 1.2 | 1.2 | 12 | 1981 | 5 | 2015 | 14 |  |  | 15 | 2
56545 | Pattern Operators LP | 50826 | Tres Vaqueros Wind Farms LLC | CA | Contra Costa | 1 | CN | Onshore Wind Turbine | WT | IPP Non-CHP | 2 | 28.3 | 28.3 | 28.3 |  |  |  |  | 86
59099 | New Dimension Energy Company, LLC | 54258 | Westwind Trust | CA | Riverside | WIN1 | RE | Onshore Wind Turbine | WT | IPP Non-CHP | 2 | 16 | 16 | 16 | 9 | 1986 | 12 | 2017 | 140 | Micon | M66/13 | 15 | 2 | 75.4
59099 | New Dimension Energy Company, LLC | 54258 | Westwind Trust | CA | Riverside | WTGS | IP | Onshore Wind Turbine | WT | IPP Non-CHP | 2 | 15.6 | 15.6 | 15.6 |  |  |  |  | 66
11556 | Brookfield Energy Marketing LP | 54298 | Coram Energy LLC (ECT) | CA | Kern | SX1S | RE | Onshore Wind Turbine | WT | IPP Non-CHP | 2 | 3.3 | 3.3 | 3.3 | 12 | 1985 | 12 | 2005 | 100
11556 | Brookfield Energy Marketing LP | 54299 | Coram Energy LLC | CA | Kern | SX15 | RE | Onshore Wind Turbine | WT | IPP Non-CHP | 2 | 1.4 | 1.4 | 1.4 | 12 | 1985 | 12 | 2005 | 47
794 | Apollo Energy Corp | 54390 | Kamaoa Wind Farm | HI | Hawaii | GEN1 | RE | Onshore Wind Turbine | WT | IPP Non-CHP | 2 | 9.2 | 9.2 | 9.2 | 7 | 1987 | 8 | 2006 | 37
49963 | FPL Energy Operating Services, Inc. | 54454 | San Gorgonio Windplant WPP1993 | CA | Riverside | GEN3 | RE | Onshore Wind Turbine | WT | IPP Non-CHP | 2 | 34.5 | 34.5 | 34.5 | 4 | 1994 | 9 | 2011 | 115
57170 | EDF Renewable Asset Holdings, Inc. | 54687 | Difwind Farms Ltd VIII | CA | Kern | EXIS | RE | Onshore Wind Turbine | WT | IPP Non-CHP | 2 | 15 | 15 | 15 | 1 | 1987 | 11 | 2015 | 100 | Nordtank | NTK 150/25 |  |  | 131.2
49963 | FPL Energy Operating Services, Inc. | 54794 | Buffalo Ridge Windplant WPP 1993 | MN | Lincoln | EXIS | RE | Onshore Wind Turbine | WT | IPP Non-CHP | 2 | 21.9 | 21.9 | 21.9 | 3 | 1994 | 11 | 2016 | 73 | Kenetech | KVS-33 | 22.4 | 1 | 82
15399 | Avangrid Renewables LLC | 55339 | Phoenix Wind Power LLC | CA | Riverside | GEN1 | RE | Onshore Wind Turbine | WT | IPP Non-CHP | 2 | 2.1 | 1.5 | 1.5 | 6 | 1999 | 12 | 2009 | 3 | Gamesa | G114-2.0 |  |  | 160
6862 | Green Mountain Storage, LLC | 55370 | Green Mountain Storage, LLC | PA | Somerset | N60 | RE | Onshore Wind Turbine | WT | IPP Non-CHP | 2 | 10.4 | 10.4 | 10.4 | 5 | 2000 | 11 | 2015 | 8 | Nordex | N60/1300 | 19 | 2 | 196.9
5701 | El Paso Electric Co | 55578 | Hueco Mountain Wind Ranch | TX | Hudspeth | EXIS | RE | Onshore Wind Turbine | WT | Electric Utility | 1 | 1.3 | 1.3 | 1.3 | 2 | 2001 | 6 | 2016 | 2 | Vestas | V47-660 | 20.1 | 1 | 213
61369 | Kimball Wind, LLC | 56106 | Kimball Wind | NE | Kimball | 1 | RE | Onshore Wind Turbine | WT | IPP Non-CHP | 2 | 10.5 | 10.5 | 10.5 | 10 | 2002 | 5 | 2017 | 7 | NEG-Micon | NM72C/1500 | 18 | 2 | 230
57170 | EDF Renewable Asset Holdings, Inc. | 56213 | Patterson Pass | CA | Alameda | WND1 | RE | Onshore Wind Turbine | WT | IPP Non-CHP | 2 | 8.1 | 8.1 | 8.1 | 4 | 1985 | 10 | 2014 | 125 | Bonus | B65/13
57170 | EDF Renewable Asset Holdings, Inc. | 56213 | Patterson Pass | CA | Alameda | WND2 | RE | Onshore Wind Turbine | WT | IPP Non-CHP | 2 | 13.8 | 13.8 | 13.8 | 1 | 1987 | 10 | 2014 | 211 | Bonus | B65/13
22500 | Westar Energy Inc | 56219 | Westar Wind | KS | Pottawatomie | J1 | RE | Onshore Wind Turbine | WT | Electric Utility | 1 | 0.7 | 0.8 | 0.8 | 5 | 1999 | 12 | 2008 | 1
22500 | Westar Energy Inc | 56219 | Westar Wind | KS | Pottawatomie | J2 | RE | Onshore Wind Turbine | WT | Electric Utility | 1 | 0.7 | 0.8 | 0.8 | 5 | 1999 | 12 | 2008 | 1
56545 | Pattern Operators LP | 56370 | Ecogen Wind | NY | Steuben | 1 | CN | Onshore Wind Turbine | WT | IPP Non-CHP | 2 | 79.5 | 79.5 | 79.5 |  |  |  |  | 53
15399 | Avangrid Renewables LLC | 56398 | Jordanville Wind Farm | NY | Herkimer | 1 | CN | Onshore Wind Turbine | WT | IPP Non-CHP | 2 | 80 | 80 | 80 |  |  |  |  | 65
56482 | Gamesa Wind US | 56653 | Crescent Ridge II Wind Energy Project | IL | Bureau | 1 | IP | Onshore Wind Turbine | WT | IPP Non-CHP | 2 | 57.8 | 57.8 | 57.8 |  |  |  |  | 29
56545 | Pattern Operators LP | 56655 | Seldom Seen Wind LLC | PA | Cambria | 1 | CN | Onshore Wind Turbine | WT | IPP Non-CHP | 2 | 41 | 41 | 41 |  |  |  |  | 25
56545 | Pattern Operators LP | 56656 | Aragonne Mesa Phase II | NM | Guadalupe | 1 | CN | Onshore Wind Turbine | WT | IPP Non-CHP | 2 | 110.4 | 110.4 | 110.4 |  |  |  |  | 46
56482 | Gamesa Wind US | 56657 | Lancaster Wind Farm Project | IL | Stephenson | 1 | IP | Onshore Wind Turbine | WT | IPP Non-CHP | 2 | 70 | 70 | 70 |  |  |  |  | 28
56545 | Pattern Operators LP | 56658 | Majestic 2 Wind Farm | TX | Carson | 1 | CN | Onshore Wind Turbine | WT | IPP Non-CHP | 2 | 79.2 | 79.2 | 79.2 |  |  |  |  | 34
56545 | Pattern Operators LP | 56662 | Texas Gulf Wind 2 | TX | Kenedy | 1 | IP | Onshore Wind Turbine | WT | IPP Non-CHP | 2 | 187.2 | 187.2 | 187.2 |  |  |  |  | 78
56545 | Pattern Operators LP | 56663 | El Paso Wind Project | IL | Woodford | 1 | CN | Onshore Wind Turbine | WT | IPP Non-CHP | 2 | 80 | 80 | 80 |  |  |  |  | 33
55918 | Acciona Wind Energy USA LLC | 56665 | Dempsey Ridge Wind Farm | OK | Roger Mills | DR2 | IP | Onshore Wind Turbine | WT | IPP Non-CHP | 2 | 92 | 92 | 92 |  |  |  |  | 61
55868 | Noble Wind Operations LLC | 56903 | Noble Bellmont Windpark LLC | NY | Franklin | 1 | CN | Onshore Wind Turbine | WT | IPP Non-CHP | 2 | 21 | 21 | [5 empty] | 14
59155 | First Wind O&M, LLC | 57088 | Bowers Wind Project | ME | Penobscot | 1 | IP | Onshore Wind Turbine | WT | IPP Non-CHP | 2 | 48 | 48 | 48 |  |  |  |  | 16
56523 | Colorado Highlands Wind LLC | 57174 | Colorado Highlands Wind | CO | Logan | CHW3 | IP | Onshore Wind Turbine | WT | IPP Non-CHP | 2 | 19.7 | 19.7 | 19.7 |  |  |  |  | 11
56545 | Pattern Operators LP | 57193 | Ripley Westfield Wind LLC | NY | Chautauqua | WTG | CN | Onshore Wind Turbine | WT | IPP Non-CHP | 2 | 75 | 75 | 75 |  |  |  |  | 52
56633 | Trishe Wind Minnesota | 57255 | Trishe Wind Minnesota | MN | Kandiyohi | 2 | IP | Onshore Wind Turbine | WT | IPP Non-CHP | 2 | 300 | 300 | 300 |  |  |  |  | 300
56855 | Performance Services | 57518 | Purdue Energy Park | IN | Tippecanoe | 1 | IP | Onshore Wind Turbine | WT | IPP Non-CHP | 2 | 20 | 20 | 20 | [5 empty] | GE | 1.7-100 | 7.2 | 3 | 262.4
56855 | Performance Services | 57518 | Purdue Energy Park | IN | Tippecanoe | 2 | IP | Onshore Wind Turbine | WT | IPP Non-CHP | 2 | 19.2 | 19.2 | 19.2 |  |  |  |  | 11 | GE | 1.7-100 | 7.7 |  | 262.4
61219 | Longroad Energy Services LLC | 57546 | Milford Wind Corridor Phase III | UT | Beaver | 1 | IP | Onshore Wind Turbine | WT | IPP Non-CHP | 2 | 100 | 100 | 100 |  |  |  |  | 50
58270 | GE Wind Energy LLC | 57566 | GE - Tehachapi | CA | Kern | 1.6PR | RE | Onshore Wind Turbine | WT | IPP Non-CHP | 2 | 1.6 | 1.6 | 1.6 | 3 | 2011 | 9 | 2013 | 1
56935 | Number Nine Wind Farm LLC | 57612 | Number Nine Wind Farm | ME | Aroostook | GEN1 | IP | Onshore Wind Turbine | WT | IPP Non-CHP | 2 | 250 | 250 | 250 |  |  |  |  | 125
56972 | Vestas Towers America, Inc | 57643 | Vestas Towers America, Inc. | CO | Pueblo | V112 | IP | Onshore Wind Turbine | WT | Industrial Non-CHP | 6 | 3 | 3 | 3 |  |  |  |  | 1
57017 | DOE National Renewable Energy Laboratory | 57693 | DOE Golden NWTC Turbine Side | CO | Jefferson | ALSTO | RE | Onshore Wind Turbine | WT | Commercial Non-CHP | 4 | 3 | 3 | 3 | 9 | 2011 | 5 | 2018 | 1 | Alstom | ECO110 | 10.9 | 2 | 295
57054 | Suzlon Project VIII LLC | 57741 | Suzlon Project VIII LLC | TX | Hartley | S128 | CN | Onshore Wind Turbine | WT | IPP Non-CHP | 2 | 2.6 | 2.6 | 2.6 |  |  |  |  | 1
57054 | Suzlon Project VIII LLC | 57741 | Suzlon Project VIII LLC | TX | Hartley | SP95 | RE | Onshore Wind Turbine | WT | IPP Non-CHP | 2 | 2.1 | 2.1 | 2.1 | 10 | 2011 | 4 | 2015 | 1 | Suzlon | S95-2100 | 16.8 | 3 | 295
15399 | Avangrid Renewables LLC | 57920 | Dolan Springs | AZ | Mohave | 1 | CN | Onshore Wind Turbine | WT | IPP Non-CHP | 2 | 300 | 300 | 300 |  |  |  |  | 175
17650 | Southern Power Co | 58766 | Wake Wind Energy Center | TX | Crosby | 2 | IP | Onshore Wind Turbine | WT | IPP Non-CHP | 2 | 125 | 125 | 125 |  |  |  |  | 59
17650 | Southern Power Co | 58766 | Wake Wind Energy Center | TX | Crosby | 3 | IP | Onshore Wind Turbine | WT | IPP Non-CHP | 2 | 61.1 | 61.1 | 61.1 |  |  |  |  | 33
49893 | Invenergy Services LLC | 58767 | Buckeye Wind Energy Center | KS | Ellis | 2 | IP | Onshore Wind Turbine | WT | IPP Non-CHP | 2 | 70.3 | 70.3 | 70.3 |  |  |  |  | 38
49893 | Invenergy Services LLC | 58767 | Buckeye Wind Energy Center | KS | Ellis | 3 | IP | Onshore Wind Turbine | WT | IPP Non-CHP | 2 | 105.5 | 105.5 | 105.5 |  |  |  |  | 57
61853 | Innogy Renewables US LLC | 58779 | Allegany Wind Farm | NY | Cattaraugus | 1 | IP | Onshore Wind Turbine | WT | IPP Non-CHP | 2 | 72.5 | 72.5 | 72.5 |  |  |  |  | 29
58794 | American Wind Energy Management Corp. | 58926 | Sangamon Wind Two LLC | IL | Sangamon | SAN2 | CN | Onshore Wind Turbine | WT | IPP Non-CHP | 2 | 100 | 100 | 100 |  |  |  |  | 25
58796 | Trishe Wind Colorado | 58928 | Trishe Wind Colorado | CO | Phillips | 1 | IP | Onshore Wind Turbine | WT | IPP Non-CHP | 2 | 30 | 30 | 30 |  |  |  |  | 15
58843 | Searchlight Wind Energy LLC | 58988 | Searchlight Wind | NV | Clark | 1 | CN | Onshore Wind Turbine | WT | IPP Non-CHP | 2 | 200 | 200 | 200 |  |  |  |  | 87
58850 | Mariah del Sur LLC | 59007 | Mariah South | TX | Parmer | MAR S | IP | Onshore Wind Turbine | WT | IPP Non-CHP | 2 | 210.4 | 210.4 | 210.4 |  |  |  |  | 100
56215 | E ON Climate Renewables N America LLC | 59062 | Vici Wind Farm | OK | Dewey | VICI | IP | Onshore Wind Turbine | WT | IPP Non-CHP | 2 | 180 | 180 | 180 |  |  |  |  | 90
56215 | E ON Climate Renewables N America LLC | 59064 | Stella Wind Farm II | TX | Kenedy | WT1 | CN | Onshore Wind Turbine | WT | IPP Non-CHP | 2 | 200 | 200 | 200 |  |  |  |  | 100
56215 | E ON Climate Renewables N America LLC | 59067 | Grandview Wind Farm III LLC | TX | Carson | GVIII | CN | Onshore Wind Turbine | WT | IPP Non-CHP | 2 | 188 | 188 | 188 |  |  |  |  | 106
56215 | E ON Climate Renewables N America LLC | 59069 | Wildcat Wind Farm II LLC` | IN | Grant | WCII | IP | Onshore Wind Turbine | WT | IPP Non-CHP | 2 | 210 | 210 | 210
59098 | Northwest Ohio Wind, LLC | 59296 | Northwest Ohio Wind | OH | Paulding | NWOH2 | IP | Onshore Wind Turbine | WT | IPP Non-CHP | 2 | 100 | 100 | 100 |  |  |  |  | 75
61853 | Innogy Renewables US LLC | 60211 | Terrapin Hills Wind Farm | MD | Garrett | 1 | IP | Onshore Wind Turbine | WT | IPP Non-CHP | 2 | 50 | 50 | 50 |  |  |  |  | 17
59056 | Tri Global Energy, LLC | 60269 | Tex-Mex Renewable Energy Project, LLC | TX | Bailey | WT1 | CN | Onshore Wind Turbine | WT | IPP Non-CHP | 2 | 80 | 80 | 80 |  |  |  |  | 40
12341 | MidAmerican Energy Co | 60326 | O'Brien Wind | IA | O'Brien | OBWF4 | IP | Onshore Wind Turbine | WT | Electric Utility | 1 | 72.5 | 72.5 | 72.5 |  |  |  |  | 30 | Siemens | SWT-2.3-108 | 16.8 | 3 | 262.4
12341 | MidAmerican Energy Co | 60326 | O'Brien Wind | IA | O'Brien | OBWF5 | IP | Onshore Wind Turbine | WT | Electric Utility | 1 | 72.5 | 72.5 | 72.5 |  |  |  |  | 20 | Siemens | SWT-2.3-108 | 16.8 | 3 | 262.4
12341 | MidAmerican Energy Co | 60326 | O'Brien Wind | IA | O'Brien | OBWF6 | IP | Onshore Wind Turbine | WT | Electric Utility | 1 | 72.5 | 72.5 | 72.5 |  |  |  |  | 14 | Siemens | SWT-2.3-108 | 16.8 | 3 | 262.4
12341 | MidAmerican Energy Co | 60342 | Ida Grove Wind | IA | Ida | IGWF5 | IP | Onshore Wind Turbine | WT | Electric Utility | 1 | 96.6 | 96.6 | 96.6 |  |  |  |  | 25 | Siemens | SWT-2.3-108 | 16.8 | 3 | 262.4
12341 | MidAmerican Energy Co | 60342 | Ida Grove Wind | IA | Ida | IGWF6 | IP | Onshore Wind Turbine | WT | Electric Utility | 1 | 98.9 | 98.9 | 98.9 |  |  |  |  | 24 | Siemens | SWT-2.3-108 | 16.8 | 3 | 262.4
56215 | E ON Climate Renewables N America LLC | 60362 | Magic Valley Wind Farm III LLC | TX | Willacy | MVIII | CN | Onshore Wind Turbine | WT | IPP Non-CHP | 2 | 200 | 200 | 200 |  |  |  |  | 100
61853 | Innogy Renewables US LLC | 60595 | Sand Creek Wind Farm | MT | McCone | WT1 | IP | Onshore Wind Turbine | WT | IPP Non-CHP | 2 | 75 | 75 | 75 |  |  |  |  | 35
60442 | New Colony Wind LLC | 60718 | New Colony Wind Project | MT | Wheatland | WT1 | IP | Onshore Wind Turbine | WT | IPP Non-CHP | 2 | 23.1 | 23.1 | 23.1 |  |  |  |  | 7
59365 | Capital Power Corporation | 60807 | Salt Springs Wind Farm | KS | Ford | WT | CN | Onshore Wind Turbine | WT | IPP Non-CHP | 2 | 200 | 200 | 200 |  |  |  |  | 100
219 | Alaska Power and Telephone Co | 60814 | 7-Mile Ridge Wind Project | AK | Southeast Fairbanks | WT1 | CN | Onshore Wind Turbine | WT | Electric Utility | 1 | 1.8 | 1.8 | 1.8
12341 | MidAmerican Energy Co | 61078 | Plum Creek Wind | IA | Kossuth | 1 | CN | Onshore Wind Turbine | WT | Electric Utility | 1 | 500 | 500 | 500 |  |  |  |  | 250
61030 | Bluegrove Wind, LLC | 61400 | Bluegrove Wind | TX | Clay | BLUGR | CN | Onshore Wind Turbine | WT | IPP Non-CHP | 2 | 100 | 100 | 100 |  |  |  |  | 40
61031 | Byers Wind, LLC | 61401 | Byers Wind | TX | Clay | BYERS | CN | Onshore Wind Turbine | WT | IPP Non-CHP | 2 | 200 | 200 | 200 |  |  |  |  | 80
61430 | Summit Lake Wind, LLC | 61812 | Summit Lake Wind Energy Project | MI | Baraga | 1 | IP | Onshore Wind Turbine | WT | IPP Non-CHP | 2 | 120 | 120 | 120 |  |  |  |  | 49
61429 | Harvest Wind Energy, LLC | 61823 | Harvest Wind Energy Project | IN | Cass | 1 | IP | Onshore Wind Turbine | WT | IPP Non-CHP | 2 | 600 | 600 | 600 |  |  |  |  | 143